## Sheet1
Appendix 4 Table 4-1. SWFWMD RWSP 2015, Reclaimed Water 2010-2035 |  |  |  | 4-9-15 Draft
4-9-2015 Draft |  |  | Total 2010 WWTP |  | 2010 WWTP Levels |  | AWT | 2010 | 2010 Reusea |  | 2010 Disposal |  | 2010 | 2010-2035 | Projected 2035 WWTP Plant Increases (Pop Increase)f |  | Projected 2035 WWTP Reductions |  | Projected 2035 WWTPi |  | Projected 2035 WWTP Levels |  | Projected 2035 | Projected AWT % | Planned 2010 to 2020 Reusek | 2020 | Projected 2035 Reuse |  | Post 2010-2035 | Post 2010-2035
| Planning | WWTP | [5 empty] | AWT |  |  |  |  | Reuse | Population | [8 empty] | AWT |  |  | Reuse Total |  |  | Reuse Total | Benefit Total | Comments
| Region | in WRCA | [10 empty] | Types | Increasee | [11 empty] | Ex & Planned
LEVY | (Northern, Tampa Bay, Hearland, Southern) | (SWUCA/NTB/CFWI) | Capacity | Flow | Treatment | Disinfection | Flow |  | Capacity | Utilization b | Capacity | Flow |  |  | Capacity | Flow | Conservationg | I&Ih | Capacity | Flow | Treatment | Disinfection |  |  |  |  | Capacity | Utilization @ 70% (unless noted) | Utilization @ 70% (unless noted) | Benefit @ 70% (unless noted)
|  |  | (mgd) | (mgd) |  |  | (mgd) | (percent) | (mgd) | (mgd) | (mgd) | (mgd) |  |  | (mgd) | (mgd) | (mgd) | (mgd) | (mgd) | (mgd) |  |  | (mgd) | (percent) | (mgd) | (mgd) | (mgd) | (mgd) | (mgd) | (mgd)
Domestic Wastewater Facility Name
Levy County
Williston, City of | Nothern |  | 0.45 | 0.16 | SEC | BA | 0 |  | 0 | 0 | 0.45 | 0.16 |  | 417 | 0.043785 | 0.035028 | 0.0096 |  | 0.48418 | 0.18543 | A-SEC | Hi | 0 |  |  | 0 | 0.18543 | 0.1298 | 0.1298 | 0.09086 | 1,c
Levy County Subtotals | [25 empty] | 0
Within WRCA |  | 0 | 0 | 0 |  |  | 0 |  | 0 | 0 | 0 | 0 |  | 0 | 0 | 0 | 0 | 0 | 0 | 0 |  |  | 0 |  | 0 | 0 | 0 | 0 | 0 | 0
Outside WRCA |  | 1 | 0.45 | 0.16 |  |  | 0 |  | 0 | 0 | 0.45 | 0.16 |  | 417 | 0.043785 | 0.035028 | 0.0096 | 0 | 0.48418 | 0.18543 |  |  | 0 |  | 0 | 0 | 0.18543 | 0.1298 | 0.1298 | 0.09086
County Total |  | 1 | 0.45 | 0.16 |  |  | 0 | 0% | 0 | 0 | 0.45 | 0.16 |  | 417 | 0.043785 | 0.035028 | 0.0096 | 0 | 0.48418 | 0.18543 |  |  | 0 | 0% | 0 | 0 | 0.18543 | 0.1298 | 0.1298 | 0.09086
Total Populationm (Sewered + Septic) | [13 empty] | 8111 | [16 empty] | l
Percentage of Increase Sewered | [13 empty] | 5.141%
|  |  | Total 2010 WWTP |  | 2010 WWTP Levels |  | AWT | 2010 | 2010 Reusea |  | 2010 Disposal |  | 2010 | 2010-2035 | Projected 2035 WWTP Plant Increases (Pop Increase)f |  | Projected 2035 WWTP Reductions |  | Projected 2035 WWTPi |  | Projected 2035 WWTP Levels |  | Projected 2035 | Projected AWT % | Planned 2010 to 2020 Reusek | 2020 | Projected 2035 Reuse |  | Post 2010-2035 | Post 2010-2035
| Planning | WWTP | [5 empty] | AWT |  |  |  |  | Reuse | Population | [8 empty] | AWT |  |  | Reuse Total |  |  | Reuse Total | Benefit Total | Comments
| Region | in WRCA | [10 empty] | Types | Increasee | [11 empty] | Ex & Planned
CITRUS | (Northern, Tampa Bay, Hearland, Southern) | (SWUCA/NTB/CFWI) | Capacity | Flow | Treatment | Disinfection | Flow |  | Capacity | Utilization b | Capacity | Flow |  |  | Capacity | Flow | Conservationg | I&Ih | Capacity | Flow | Treatment | Disinfection |  |  |  |  | Capacity | Utilization @ 70% (unless noted) | Utilization @ 70% (unless noted) | Benefit @ 70% (unless noted)
|  |  | (mgd) | (mgd) |  |  | (mgd) | (percent) | (mgd) | (mgd) | (mgd) | (mgd) |  |  | (mgd) | (mgd) | (mgd) | (mgd) | (mgd) | (mgd) |  |  | (mgd) | (percent) | (mgd) | (mgd) | (mgd) | (mgd) | (mgd) | (mgd)
Domestic Wastewater Facility Name
Citrus County
Citrus-Beverly Hills-Rolling Oaks | Nothern |  | 0.58 | 0.47 | SEC | BA | 0 |  | 0 | 0 | 0.58 | 0.47 |  | 655 | 0.068775 | 0.05502 | 0.0282 |  | 0.62057 | 0.49682 | AWT | Hi | 0.49682 |  |  | 0 | 0.49682 | 0.34777 | 0.34777 | 0.24344 | 1
Citrus-Brentwood | Nothern |  | 0.5 | 0.34 | SEC | BA | 0 |  | 0 | 0 | 0.5 | 0.34 |  | 3277 | 0.34408 | 0.27527 | 0.0204 |  | 0.82369 | 0.59487 | AWT | Hi | 0.59487 |  |  | 0 | 0.59487 | 0.41641 | 0.41641 | 0.29149 | 1
Citrus-Citrus Springs | Nothern |  | 0.2 | 0.08 | SEC | BA | 0 |  | 0 | 0 | 0.2 | 0.08 |  | 16759 | 1.7597 | 1.4078 | 0.0048 |  | 1.9549 | 1.483 | AWT | Hi | 1.483 |  |  | 0 | 1.483 | 1.0381 | 1.0381 | 0.72665 | 1
Inverness, City of | Nothern |  | 1.5 | 0.53 | A-SEC | HI | 0 |  | 0 | 0 | 1.5 | 0.53 |  | 1208 | 0.12684 | 0.10147 | 0.0318 |  | 1.595 | 0.59967 | AWT | Hi | 0.59967 |  | 0.41 | 0.41 | 0.59967 | 0.41977 | 0.41977 | 0.31483 | 1,j, L468
Crystal River, City of | Nothern |  | 1.5 | 0.79 | SEC | BA | 0 |  | 0 | 0 | 1.5 | 0.79 |  | 56 | 0.00588 | 0.004704 | 0.0474 |  | 1.4585 | 0.7473 | AWT | Hi | 0.7473 |  | 0.79 | 0.79 | 0.79 | 0.79 | 0.79 | 0.79 | 1, N358
Citrus-Meadowcrest | Nothern |  | 2 | 0.47 | A-SEC | HI | 0 |  | 0 | 0 | 2 | 0.47 |  | 3277 | 0.34408 | 0.27527 | 0.0282 |  | 2.3159 | 0.71707 | AWT | Hi | 0.71707 |  | 0.52 | 0.52 | 0.71707 | 0.50195 | 0.50195 | 0.35136 | 1,N242
Point Of Woods | Nothern |  | 0.06 | 0.02 | A-SEC | HI | 0 |  | 0.1 | 0.02 | 0.06 | 0 | GC | 0 | 0 | 0 | 0.0012 |  | 0.0588 | 0.0188 | AWT | Hi | 0.0188 |  |  | 0.02 | 0.0188 | 0.01316 | -0.00684 | -0.004788 | 1,n
Walden Woods MHP | Nothern |  | 0.1 | 0.03 | SEC | BA | 0 |  | 0.1 | 0 | 0.1 | 0.03 |  | 0 | 0 | 0 | 0.0018 |  | 0.0982 | 0.0282 | AWT | Hi | 0.0282 |  |  | 0 | 0.0282 | 0.01974 | 0.01974 | 0.013818 | 1,c
Citrus-Sugar Mill Woods | Nothern |  | 0.7 | 0.48 | SEC | BA | 0 |  | 0 | 0 | 0.7 | 0.48 |  | 5482 | 0.57561 | 0.46049 | 0.0288 |  | 1.2468 | 0.91169 | AWT | Hi | 0.91169 |  | 0.47 | 0.47 | 0.91169 | 0.63818 | 0.63818 | 0.44673 | 1,WC02
Citrus County Subtotals | [25 empty] | 0
Within WRCA |  | 0 | 0 | 0 |  |  | 0 |  | 0 | 0 | 0 | 0 |  | 0 | 0 | 0 | 0 | 0 | 0 | 0 |  |  | 0 |  | 0 | 0 | 0 | 0 | 0 | 0
Outside WRCA |  | 9 | 7.14 | 3.21 |  |  | 0 |  | 0.2 | 0.02 | 7.14 | 3.19 |  | 30714 | 3.225 | 2.58 | 0.1926 | 0 | 10.1724 | 5.5974 |  |  | 5.5974 |  | 2.19 | 2.21 | 5.6401 | 4.1851 | 4.1651 | 3.1735
County Total |  | 9 | 7.14 | 3.21 |  |  | 0 | 0% | 0.2 | 0.02 | 7.14 | 3.19 |  | 30714 | 3.225 | 2.58 | 0.1926 | 0 | 10.1724 | 5.5974 |  |  | 5.5974 | 100% | 2.19 | 2.21 | 5.6401 | 4.1851 | 4.1651 | 3.1735
Total Populationm (Sewered + Septic) | [13 empty] | 47570 | [16 empty] | l
Percentage of Increase Sewered | [13 empty] | 64.57%
|  |  | Total 2010 WWTP |  | 2010 WWTP Levels |  | AWT | 2010 | 2010 Reusea |  | 2010 Disposal |  | 2010 | 2010-2035 | Projected 2035 WWTP Plant Increases (Pop Increase)f |  | Projected 2035 WWTP Reductions |  | Projected 2035 WWTPi |  | Projected 2035 WWTP Levels |  | Projected 2035 | Projected AWT % | Planned 2010 to 2020 Reusek | 2020 | Projected 2035 Reuse |  | Post 2010-2035 | Post 2010-2035
| Planning | WWTP | [5 empty] | AWT |  |  |  |  | Reuse | Population | [8 empty] | AWT |  |  | Reuse Total |  |  | Reuse Total | Benefit Total | Comments
| Region | in WRCA | [10 empty] | Types | Increasee | [11 empty] | Ex & Planned
SUMTER | (Northern, Tampa Bay, Hearland, Southern) | (SWUCA/NTB/CFWI) | Capacity | Flow | Treatment | Disinfection | Flow |  | Capacity | Utilization b | Capacity | Flow |  |  | Capacity | Flow | Conservationg | I&Ih | Capacity | Flow | Treatment | Disinfection |  |  |  |  | Capacity | Utilization @ 70% (unless noted) | Utilization @ 70% (unless noted) | Benefit @ 70% (unless noted)
|  |  | (mgd) | (mgd) |  |  | (mgd) | (percent) | (mgd) | (mgd) | (mgd) | (mgd) |  |  | (mgd) | (mgd) | (mgd) | (mgd) | (mgd) | (mgd) |  |  | (mgd) | (percent) | (mgd) | (mgd) | (mgd) | (mgd) | (mgd) | (mgd)
Domestic Wastewater Facility Name
Sumter County
Continental Country Club | Nothern |  | 0.2 | 0.09 | SEC | BA | 0 |  | 0 | 0 | 0.2 | 0.09 |  | 151 | 0.015855 | 0.012684 | 0.0054 |  | 0.21046 | 0.097284 | AWT | Hi | 0.097284 |  |  | 0 | 0.097284 | 0.068099 | 0.068099 | 0.047669 | 1,
City of Bushnell | Nothern |  | 0.5 | 0.21 | SEC | BA | 0 |  | 0 | 0 | 0.5 | 0.21 |  | 4787 | 0.50264 | 0.40211 | 0.0126 | 0 | 0.99003 | 0.59951 | AWT | Hi | 0.59951 |  | 0.25 | 0.25 | 0.59951 | 0.41966 | 0.41966 | 0.29376 | 1,c, N673
Little Sumter Util (Villages) | Nothern |  | 3 | 1.56 | A-SEC | HI | 0 |  | 3 | 1.49 | 3 | 0.07 | GC, R/A/C | 1391 | 0.14605 | 0.11684 | 0.0936 | 0 | 3.0525 | 1.5832 | AWT | Hi | 1.5832 |  |  | 1.49 | 1.5832 | 1.5832 | 0.093244 | 0.065271 | 1,
Central Sumter Util (Villages) (future flows from Lake Co.) | Nothern |  | 1.6 | 0 | A-SEC | HI | 0 |  | 0 | 0 | 1.6 | 0 |  | 12021 | 1.2622 | 1.0098 | 0 | 0 | 2.8622 | 1.0098 | AWT | Hi | 1.0098 |  |  | 0 | 1.0098 | 0.70683 | 0.70683 | 0.49478 | 1
North Sumter (Villages) | Nothern |  | 2.8 | 1.28 | A-SEC | HI | 0 |  | 2.31 | 1.04 | 2.8 | 0.24 | GC | 7258 | 0.76209 | 0.60967 | 0.0768 | 0 | 3.4853 | 1.8129 | AWT | Hi | 1.8129 |  |  | 1.04 | 1.8129 | 1.269 | 0.22901 | 0.16031 | 1,
Sumter Correctional | Nothern |  | 0.35 | 0.27 | A-SEC | HI | 0 |  | 0.35 | 0.23 | 0.35 | 0.04 | R/A/C | 0 | 0 | 0 | 0.0162 |  | 0.3338 | 0.2538 | AWT | Hi | 0.2538 |  |  | 0.23 | 0.2538 | 0.2538 | 0.0238 | 0.01666 | 1,
City of Wildwood | Nothern |  | 2.25 | 1.5 | A-SEC | HI | 0 |  | 2 | 1.5 | 2.25 | 0 | GC | 31112 | 3.2668 | 2.6134 | 0.09 |  | 5.4268 | 4.0234 | AWT | Hi | 4.0234 |  | 1.2 | 2.7 | 4.0234 | 2.8164 | 1.3164 | 0.92147 | 1,j
Sumter County Subtotals
Within WRCA |  | 0 | 0 | 0 |  |  | 0 |  | 0 | 0 | 0 | 0 |  | 0 | 0 | 0 | 0 | 0 | 0 | 0 |  |  | 0 |  | 0 | 0 | 0 | 0 | 0 | 0
Outside WRCA |  | 7 | 10.7 | 4.91 |  |  | 0 |  | 7.66 | 4.26 | 10.7 | 0.65 |  | 56720 | 5.9556 | 4.7645 | 0.2946 | 0 | 16.361 | 9.3799 |  |  | 9.3799 |  | 1.45 | 5.71 | 9.3799 | 7.117 | 2.857 | 1.9999
County Total |  | 7 | 10.7 | 4.91 |  |  | 0 | 0% | 7.66 | 4.26 | 10.7 | 0.65 |  | 56720 | 5.9556 | 4.7645 | 0.2946 | 0 | 16.361 | 9.3799 |  |  | 9.3799 | 100% | 1.45 | 5.71 | 9.3799 | 7.117 | 2.857 | 1.9999
Total Populationm (Sewered + Septic) | [13 empty] | 109642 | [16 empty] | l
Percentage of Increase Sewered | [13 empty] | 51.73%
|  |  | Total 2010 WWTP |  | 2010 WWTP Levels |  | AWT | 2010 | 2010 Reusea |  | 2010 Disposal |  | 2010 | 2010-2035 | Projected 2035 WWTP Plant Increases (Pop Increase)f |  | Projected 2035 WWTP Reductions |  | Projected 2035 WWTPi |  | Projected 2035 WWTP Levels |  | Projected 2035 | Projected AWT % | Planned 2010 to 2020 Reusek | 2020 | Projected 2035 Reuse |  | Post 2010-2035 | Post 2010-2035
| Planning | WWTP | [5 empty] | AWT |  |  |  |  | Reuse | Population | [8 empty] | AWT |  |  | Reuse Total |  |  | Reuse Total | Benefit Total | Comments
| Region | in WRCA | [10 empty] | Types | Increasee | [11 empty] | Ex & Planned
MARION | (Northern, Tampa Bay, Hearland, Southern) | (SWUCA/NTB/CFWI) | Capacity | Flow | Treatment | Disinfection | Flow |  | Capacity | Utilization b | Capacity | Flow |  |  | Capacity | Flow | Conservationg | I&Ih | Capacity | Flow | Treatment | Disinfection |  |  |  |  | Capacity | Utilization @ 70% (unless noted) | Utilization @ 70% (unless noted) | Benefit @ 70% (unless noted)
|  |  | (mgd) | (mgd) |  |  | (mgd) | (percent) | (mgd) | (mgd) | (mgd) | (mgd) |  |  | (mgd) | (mgd) | (mgd) | (mgd) | (mgd) | (mgd) |  |  | (mgd) | (percent) | (mgd) | (mgd) | (mgd) | (mgd) | (mgd) | (mgd)
Domestic Wastewater Facility Name
Marion County
Dunellon | Nothern |  | 0.25 | 0.15 | SEC | BA | 0 |  | 0 | 0 | 0.25 | 0.15 |  | 2192 | 0.23016 | 0.18413 | 0.009 |  | 0.47116 | 0.32513 | AWT | Hi | 0.32513 |  |  | 0 | 0.32513 | 0.22759 | 0.22759 | 0.15931 | 1,c
Marion Oak Run | Nothern |  | 0.8 | 0.82 | A-SEC | HI | 0 |  | 0.8 | 0.11 | 0.8 | 0.71 | GC | 29506 | 3.0981 | 2.4785 | 0.0492 |  | 3.8489 | 3.2493 | AWT | Hi | 3.2493 |  | 0.85 | 0.96 | 3.2493 | 2.2745 | 2.1645 | 1.5152 | 1,j, N650, N279, N596
Marion Summer Glenn (Decom 2013) | Nothern |  | 0.2 | 0.11 | A-SEC | HI | 0 |  | 0.2 | 0.11 | 0.2 | 0 | GC | 0 | 0 | 0 | 0.0066 |  | 0.1934 | 0.1034 | Flows to go to Oak Run |  | 0.1034 |  |  | 0 | 0 | 0 | 0 | 0
Marion Landing | Nothern |  | 0.11 | 0.05 | SEC | BA | 0 |  | 0 | 0 | 0.11 | 0.05 |  | 0 | 0 | 0 | 0.003 |  | 0.107 | 0.047 | AWT | Hi | 0.047 |  |  | 0 |  | 0.0329 | 0.0329 | 0.02303
On Top of the World | Nothern |  | 1.25 | 0.5 | A-SEC | HI | 0 |  | 1.25 | 0 | 1.25 | 0.5 |  | 12420 | 1.3041 | 1.0433 | 0.038 |  | 2.5161 | 1.5053 | AWT | Hi | 1.5053 |  | 0.79 | 0.79 | 1.5053 | 1.5053 | 1.5053 | 1.0537 | 1,j, L786
Rainbow Springs (includes Rio Vista) | Nothern |  | 0.23 | 0.13 | SEC | BA | 0 |  | 0 | 0 | 0.23 | 0.13 |  | 76 | 0.00798 | 0.006384 | 0.0078 |  | 0.23018 | 0.12858 | AWT | Hi | 0.12858 |  |  | 0 | 0.12858 | 0.090009 | 0.090009 | 0.063006 | 1,c
Ocala #3 (includes 0.34 from #1) | Nothern |  | 4 | 2.07 | A-SEC | HI | 0 |  | 4.97 | 2.41 | 4 | 0 | RAC | 0 | 0 | 0 | 0.1242 |  | 3.8758 | 1.9458 | AWT | Hi | 1.9458 |  |  | 2.41 | 3.13 | 2.41 | 0 | 0 | 1,n
Marion County Subtotals
Within WRCA |  | 0 | 0 | 0 |  |  | 0 |  | 0 | 0 | 0 | 0 |  | 0 | 0 | 0 | 0 | 0 | 0 | 0 |  |  | 0 |  | 0 | 0 | 0 | 0 | 0 | 0
Outside WRCA |  | 7 | 6.84 | 3.83 |  |  | 0 |  | 7.22 | 2.63 | 6.84 | 1.54 |  | 44194 | 4.6404 | 3.7123 | 0.2378 | 0 | 11.2426 | 7.3045 |  |  | 7.3045 |  | 1.64 | 4.16 | 8.3383 | 6.5403 | 4.0203 | 2.8142
County Total |  | 7 | 6.84 | 3.83 |  |  | 0 | 0% | 7.22 | 2.63 | 6.84 | 1.54 |  | 44194 | 4.6404 | 3.7123 | 0.2378 | 0 | 11.2426 | 7.3045 |  |  | 7.3045 | 100% | 1.64 | 4.16 | 8.3383 | 6.5403 | 4.0203 | 2.8142
Total Populationm (Sewered + Septic) | [13 empty] | 73639 | [16 empty] | l
Percentage of Increase Sewered | [13 empty] | 60.01%
SWFWMD Reuse Inventory 2010-2035 RWSP | [31 empty] | SWFWMD Reuse Inventory 2010-2035 RWSP | SWFWMD Reuse Inventory 2010-2035 RWSP | SWFWMD Reuse Inventory 2010-2035 RWSP | SWFWMD Reuse Inventory 2010-2035 RWSP | SWFWMD Reuse Inventory 2010-2035 RWSP | SWFWMD Reuse Inventory 2010-2035 RWSP | SWFWMD Reuse Inventory 2010-2035 RWSP
|  |  | Total 2010 WWTP |  | 2010 WWTP Levels |  | AWT | 2010 | 2010 Reusea |  | 2010 Disposal |  | 2010 | 2010-2035 | Projected 2035 WWTP Plant Increases (Pop Increase)f |  | Projected 2035 WWTP Reductions |  | Projected 2035 WWTPi |  | Projected 2035 WWTP Levels |  | Projected 2035 | Projected AWT % | Planned 2010 to 2020 Reusek | 2020 | Projected 2035 Reuse |  | Post 2010-2035 | Post 2010-2035
| Planning | WWTP | [5 empty] | AWT |  |  |  |  | Reuse | Population | [8 empty] | AWT |  |  | Reuse Total |  |  | Reuse Total | Benefit Total | Comments
| Region | in WRCA | [10 empty] | Types | Increasee | [11 empty] | Ex & Planned
HERNANDO | (Northern, Tampa Bay, Hearland, Southern) | (SWUCA/NTB/CFWI) | Capacity | Flow | Treatment | Disinfection | Flow |  | Capacity | Utilization b | Capacity | Flow |  |  | Capacity | Flow | Conservationg | I&Ih | Capacity | Flow | Treatment | Disinfection |  |  |  |  | Capacity | Utilization @ 70% (unless noted) | Utilization @ 70% (unless noted) | Benefit @ 70% (unless noted)
|  |  | (mgd) | (mgd) |  |  | (mgd) | (percent) | (mgd) | (mgd) | (mgd) | (mgd) |  |  | (mgd) | (mgd) | (mgd) | (mgd) | (mgd) | (mgd) |  |  | (mgd) | (percent) | (mgd) | (mgd) | (mgd) | (mgd) | (mgd) | (mgd)
Domestic Wastewater Facility Name
Hernando County
Berkeley Manor/Hernando Co. (decom 2013, flows to Glen) | Nothern |  | 0.75 | 0.18 | SEC | BA | 0 |  | 0 | 0 | 0.75 | 0.18 |  | 0 | 0 | 0 | 0.0108 | 0 | 0.7392 | 0.1692 | Decom | To Glen WWTP | 0.1692 |  |  | 0 | 0.1692 | 0.11844 | 0.11844 | 0.082908 | 1
Brookridge/Hernando Co. (to decom 2016, flows to Glen) | Nothern |  | 0.75 | 0.3 | SEC | BA | 0 |  | 0 | 0 | 0.75 | 0.3 |  | 0 | 0 | 0 | 0.018 | 0 | 0.732 | 0.282 | Decom | To Glen WWTP | 0.282 |  |  | 0 | 0.282 | 0.1974 | 0.1974 | 0.13818 | 1
Airport /Hernando Co. | Nothern |  | 0.75 | 0.67 | SEC | BA | 0 |  | 0 | 0 | 0.75 | 0.67 |  | 19639 | 2.0621 | 1.6497 | 0.0802 | 0.13 | 2.6019 | 2.1095 | AWT | Hi | 2.1095 |  |  | 0 | 2.1095 | 1.4766 | 1.4766 | 1.0336 | 1
Ridge Manor/Hernando Co. | Nothern |  | 0.75 | 0.25 | SEC | BA | 0 |  | 0 | 0 | 0.75 | 0.25 |  | 3120 | 0.3276 | 0.26208 | 0.105 | 0.06 | 0.9126 | 0.34708 | AWT | Hi | 0.34708 |  |  | 0 | 0.34708 | 0.24296 | 0.24296 | 0.17007 | 1,j,n
Spring Hill/Hernando Co. (to decom 2017, flows to Airport and Glen) | Nothern |  | 2.5 | 1.91 | A-SEC | HI | 0 |  | 2.8 | 1.28 | 2.5 | 0.63 | GC | 0 | 0 | 0 | 0.1146 | 0 | 2.3854 | 1.7954 | Decom | To Glen and Airport WWTP | 1.7954 |  |  | 1.28 | 1.7954 | 1.2568 | -0.02322 | -0.016254 | 1
The Glen/Hernando Co. | Nothern |  | 1 | 0.5 | A-SEC | BA | 0 |  | 0 | 0 | 1 | 0.5 |  | 14821 | 1.5562 | 1.245 | 0.07 | 0.06 | 2.4262 | 1.615 | AWT | Hi | 1.615 |  |  | 0 | 1.615 | 1.1305 | 1.1305 | 0.79133 | 1
Weeki Wachee (decom 2013, flows to Glen) | Nothern |  | 0.25 | 0.07 | SEC | BA | 0 |  |  |  | 0.25 | [5 empty] | 0.0042 |  |  |  | Decom | To Glen WWTP | 0 |  |  |  |  | 0 |  | 0
Brooksville City of | Nothern |  | 1.9 | 0.85 | A-SEC | HI | 0 |  | 8 | 0.85 | 1.9 | 0 | IND | 6930 | 0.72765 | 0.58212 | 0.051 |  | 2.5766 | 1.3811 | AWT | Hi | 1.3811 |  | 0.64 | 1.49 | 1.3811 | 1.3811 | 0.53112 | 0.37178 | 1,j,n, L169
Hernando County Subtotals
Within WRCA |  | 0 | 0 | 0 |  |  | 0 |  | 0 | 0 | 0 | 0 |  | 0 | 0 | 0 | 0 | 0 | 0 | 0 |  |  | 0 |  | 0 | 0 | 0 | 0 | 0 | 0
Outside WRCA |  | 8 | 8.65 | 4.73 |  |  | 0 |  | 10.8 | 2.13 | 8.65 | 2.53 |  | 44510 | 4.6735 | 3.7388 | 0.4538 | 0.25 | 12.374 | 7.6992 |  |  | 7.6992 |  | 0.64 | 2.77 | 7.6992 | 5.8038 | 3.6738 | 2.5717
County Total |  | 8 | 8.65 | 4.73 |  |  | 0 | 0% | 10.8 | 2.13 | 8.65 | 2.53 |  | 44510 | 4.6735 | 3.7388 | 0.4538 | 0.25 | 12.374 | 7.6992 |  |  | 7.6992 | 100% | 0.64 | 2.77 | 7.6992 | 5.8038 | 3.6738 | 2.5717
Total Populationm (Sewered + Septic) | [13 empty] | 85000 | [16 empty] | l
Percentage of Increase Sewered | [13 empty] | 52.36%
SWFWMD Reuse Inventory 2010-2035 RWSP
|  |  | Total 2010 WWTP |  | 2010 WWTP Levels |  | AWT | 2010 | 2010 Reusea |  | 2010 Disposal |  | 2010 | 2010-2035 | Projected 2035 WWTP Plant Increases (Pop Increase)f |  | Projected 2035 WWTP Reductions |  | Projected 2035 WWTPi |  | Projected 2035 WWTP Levels |  | Projected 2035 | Projected AWT % | Planned 2010 to 2020 Reusek | 2020 | Projected 2035 Reuse |  | Post 2010-2035 | Post 2010-2035
| Planning | WWTP | [5 empty] | AWT |  |  |  |  | Reuse | Population | [8 empty] | AWT |  |  | Reuse Total |  |  | Reuse Total | Benefit Total | Comments
| Region | in WRCA | [10 empty] | Types | Increasee | [11 empty] | Ex & Planned
LAKE | (Northern, Tampa Bay, Hearland, Southern) | (SWUCA/NTB/CFWI) | Capacity | Flow | Treatment | Disinfection | Flow |  | Capacity | Utilization b | Capacity | Flow |  |  | Capacity | Flow | Conservationg | I&Ih | Capacity | Flow | Treatment | Disinfection |  |  |  |  | Capacity | Utilization @ 70% (unless noted) | Utilization @ 70% (unless noted) | Benefit @ 70% (unless noted)
|  |  | (mgd) | (mgd) |  |  | (mgd) | (percent) | (mgd) | (mgd) | (mgd) | (mgd) |  |  | (mgd) | (mgd) | (mgd) | (mgd) | (mgd) | (mgd) |  |  | (mgd) | (percent) | (mgd) | (mgd) | (mgd) | (mgd) | (mgd) | (mgd)
Domestic Wastewater Facility Name
Lake County
No WWTPs in District Portion of County | Nothern |  | 0 | 0 |  |  | 0 |  | 0 | 0 | 0 | 0 |  | 0 | 0 | 0 | 0 |  | 0 | 0 |  |  | 0 |  |  | 0 | 0 | 0 | 0 | 0
Lake County Subtotals | [25 empty] | 0
Within WRCA |  | 0 | 0 | 0 |  |  | 0 |  | 0 | 0 | 0 | 0 |  | 0 | 0 | 0 | 0 | 0 | 0 | 0 |  |  | 0 |  | 0 | 0 | 0 | 0 | 0 | 0
Outside WRCA |  | 0 | 0 | 0 |  |  | 0 |  | 0 | 0 | 0 | 0 |  | 0 | 0 | 0 | 0 | 0 | 0 | 0 |  |  | 0 |  | 0 | 0 | 0 | 0 | 0 | 0
County Total |  | 0 | 0 | 0 |  |  | 0 | 0% | 0 | 0 | 0 | 0 |  | 0 | 0 | 0 | 0 | 0 | 0 | 0 |  |  | 0 | 0% | 0 | 0 | 0 | 0 | 0 | 0
Total Populationm (Sewered + Septic) | [13 empty] | 1300 | [16 empty] | l
Percentage of Increase Sewered | [13 empty] | 0%
|  |  | Total 2010 WWTP |  | 2010 WWTP Levels |  | AWT | 2010 | 2010 Reusea |  | 2010 Disposal |  | 2010 | 2010-2035 | Projected 2035 WWTP Plant Increases (Pop Increase)f |  | Projected 2035 WWTP Reductions |  | Projected 2035 WWTPi |  | Projected 2035 WWTP Levels |  | Projected 2035 | Projected AWT % | Planned 2010 to 2020 Reusek | 2020 | Projected 2035 Reuse |  | Post 2010-2035 | Post 2010-2035
| Planning | WWTP | [5 empty] | AWT |  |  |  |  | Reuse | Population | [8 empty] | AWT |  |  | Reuse Total |  |  | Reuse Total | Benefit Total | Comments
| Region | in WRCA | [10 empty] | Types | Increasee | [11 empty] | Ex & Planned
NORTHERN AREA TOTALS | (Northern, Tampa Bay, Hearland, Southern) | (SWUCA/NTB/CFWI) | Capacity | Flow |  |  | Flow |  | Capacity | Utilization b | Capacity | Flow |  |  | Capacity | Flow | Conservationg | I&Ih | Capacity | Flow | Treatment | Disinfection |  |  |  |  | Capacity | Utilization @ 70% | Utilization @ 70% | Benefit @ 70%
|  |  | (mgd) | (mgd) |  |  | (mgd) | (percent) | (mgd) | (mgd) | (mgd) | (mgd) |  |  | (mgd) | (mgd) | (mgd) | (mgd) | (mgd) | (mgd) |  |  | (mgd) | (percent) | (mgd) | (mgd) | (mgd) | (mgd) | (mgd) | (mgd)
Within WRCA | Northern | 0 | 0 | 0 |  |  | 0 |  | 0 | 0 | 0 | 0 |  | 0 | 0 | 0 | 0 | 0 | 0 | 0 |  |  | 0 |  | 0 | 0 | 0 | 0 | 0 | 0
Outside WRCA | Northern | 32 | 33.78 | 16.84 |  |  | 0 |  | 25.88 | 9.04 | 33.78 | 8.07 |  | 176555 | 18.5383 | 14.8306 | 1.1884 | 0.25 | 50.6341 | 30.1664 |  |  | 29.981 |  | 5.92 | 14.85 | 31.2429 | 23.776 | 14.846 | 10.6502
Northern Totals |  | 32 | 33.78 | 16.84 |  |  | 0 | 0% | 25.88 | 9.04 | 33.78 | 8.07 |  | 176555 | 18.5383 | 14.8306 | 1.1884 | 0.25 | 50.6341 | 30.1664 |  |  | 29.981 | 99.39% | 5.92 | 14.85 | 31.2429 | 23.776 | 14.846 | 10.6502
Total Populationm (Sewered + Septic) | [13 empty] | 325262 | [16 empty] | l
Percentage of Increase Sewered | [13 empty] | 54.28%
SWFWMD Reuse Inventory 2010-2035 RWSP
4-9-15 Draft
|  |  | Total 2010 WWTP |  | 2010 WWTP Levels |  | AWT | 2010 | 2010 Reusea |  | 2010 Disposal |  | 2010 | 2010-2035 | Projected 2035 WWTP Plant Increases (Pop Increase)f |  | Projected 2035 WWTP Reductions |  | Projected 2035 WWTPi |  | Projected 2035 WWTP Levels |  | Projected 2035 | Projected AWT % | Planned 2010 to 2020 Reusek | 2020 | Projected 2035 Reuse |  | Post 2010-2035 | Post 2010-2035
| Planning | WWTP | [5 empty] | AWT |  |  |  |  | Reuse | Population | [8 empty] | AWT |  |  | Reuse Total |  |  | Reuse Total | Benefit Total | Comments
| Region | in WRCA | [10 empty] | Types | Increasee | [11 empty] | Ex & Planned
HILLSBOROUGH | (Northern, Tampa Bay, Hearland, Southern) | (SWUCA/NTB/CFWI) | Capacity | Flow | Treatment | Disinfection | Flow |  | Capacity | Utilization b | Capacity | Flow |  |  | Capacity | Flow | Conservationg | I&Ih | Capacity | Flow | Treatment | Disinfection |  |  |  |  | Capacity | Utilization @ 70% (unless noted) | Utilization @ 70% (unless noted) | Benefit @ 70% (unless noted)
|  |  | (mgd) | (mgd) |  |  | (mgd) | (percent) | (mgd) | (mgd) | (mgd) | (mgd) |  |  | (mgd) | (mgd) | (mgd) | (mgd) | (mgd) | (mgd) |  |  | (mgd) | (percent) | (mgd) | (mgd) | (mgd) | (mgd) | (mgd) | (mgd)
Domestic Wastewater Facility Name
Hillsborough County
Country Meadows/Golden Lakes | Tampa Bay | SWUCA | 0.21 | 0.07 | A-SEC | HI | 0 |  | 0.06 | 0.02 | 0.21 | 0.05 | GC | 0 | 0 | 0 | 0.0042 |  | 0.2058 | 0.0658 | AWT | Hi | 0.0658 |  |  | 0.02 | 0.0658 | 0.04606 | 0.02606 | 0.018242 | 1,c
Rice Creek Utility | Tampa Bay | SWUCA | 0.23 | 0.08 | A-SEC | IM | 0 |  | 0 | 0 | 0.23 | 0.08 |  | 0 | 0 | 0 | 0.0048 |  | 0.2252 | 0.0752 | A-SEC | Hi | 0 |  |  | 0 | 0.0752 | 0.05264 | 0.05264 | 0.036848 | 1,c
CAX Riverside | Tampa Bay | SWUCA | 0.12 | 0.09 | SEC | BA | 0 |  | 0 | 0 | 0.12 |  |  | 0 | 0 | 0 | 0.0054 |  | 0.1146 | 0.0846 | A-SEC | HI | 0 |  |  | 0 | 0.0846 | 0.05922 | 0.05922 | 0.041454 | 1, c
Plant City, City of | Tampa Bay | SWUCA | 10 | 3.9 | AWT | HI | 3.9 |  | 4.62 | 2.17 | 10 | 1.73 | IND, RES, R/A/C, AGR | 44851 | 4.7094 | 3.7675 | 0.234 |  | 14.4754 | 7.4335 | AWT | Hi | 7.4335 |  | 0.55 | 2.72 | 7.4335 | 5.2034 | 3.0334 | 2.1234 | 1,j, L816, N552
Hillsborough Co./Falkenburg Road S/C System | Tampa Bay | SWUCA | 12 | 8.75 | AWT | HI | 8.75 |  | 3.01 | 3.01 | 12 | 5.74 | GC, IND, RES, R/A/C | 80684 | 8.4718 | 6.7775 | 0.525 |  | 19.9468 | 15.0025 | AWT | Hi | 15.0025 |  | 0.3 | 3.31 | 15.0025 | 10.5017 | 7.4917 | 5.2442 | *1,j, N601, N287, N652
Hillsborough Co./South County S/C System | Tampa Bay | SWUCA | 4.5 | 4.01 | AWT | HI | 4.01 |  | 3.01 | 3.01 | 4.5 | 1 | GC, IND, RES, R/A/C | 80684 | 8.4718 | 6.7775 | 0.2406 |  | 12.7312 | 10.5469 | AWT | Hi | 10.5469 |  | included in Falkenburg | 3.01 | 10.5469 | 7.3828 | 4.3728 | 3.061 | *1
Hillsborough Co./Valrico S/C System | Tampa Bay | SWUCA | 12 | 5.23 | AWT | HI | 5.23 |  | 3.01 | 3.01 | 12 | 2.22 | GC, RES, R/A/C, IND | 80684 | 8.4718 | 6.7775 | 0.3138 |  | 20.158 | 11.6937 | AWT | Hi | 11.6937 |  | included in Falkenburg | 3.01 | 11.6937 | 8.1856 | 5.1756 | 3.6229 | *1
SWUCA Subtotals |  | 7 | 39.06 | 22.13 |  |  | 21.89 | 98.92% | 13.71 | 11.22 | 39.06 | 10.82 |  | 286903 | 30.1248 | 24.0999 | 1.3278 | 0 | 67.857 | 44.9021 |  |  | 44.7423 |  | 0.85 | 12.07 | 44.9021 | 31.4314 | 20.2114 | 14.148
Hillsborough Co./Dale Mabry NW System | Tampa Bay | NTB | 6 | 4.39 | AWT | HI | 4.39 |  | 2.48 | 2.48 | 6 | 1.91 | GC, RES, R/A/C | 6655 | 0.69878 | 0.55902 | 0.2634 |  | 6.4354 | 4.6856 | AWT | Hi | 4.6856 |  |  | 2.48 | 4.6856 | 3.2799 | 0.79993 | 0.55995 | 1
Hillsborough Co./NW Regional NW System | Tampa Bay | NTB | 10 | 5.52 | AWT | HI | 5.52 |  | 2.48 | 2.48 | 10 | 3.04 | GC, RES, R/A/C | 6655 | 0.69878 | 0.55902 | 0.3312 |  | 10.3676 | 5.7478 | AWT | Hi | 5.7478 |  |  | 2.48 | 5.7478 | 4.0235 | 1.5435 | 1.0804 | 1
Hillsborough Co./River Oaks NW System | Tampa Bay | NTB | 10 | 7.64 | AWT | HI | 7.64 |  | 2.48 | 2.48 | 10 | 5.16 | GC, RES, R/A/C | 6655 | 0.69878 | 0.55902 | 0.4584 |  | 10.2404 | 7.7406 | AWT | Hi | 7.7406 |  |  | 2.48 | 7.7406 | 5.4184 | 2.9384 | 2.0569 | 1, N521
Hillsborough Co./Van Dyke NW System | Tampa Bay | NTB | 1.7 | 1.05 | A-SEC | HI | 0 |  | 1.05 | 1.05 | 1.7 | 0 | GC, RES, R/A/C | 6655 | 0.69878 | 0.55902 | 0.063 |  | 2.3358 | 1.546 | Potential Decom. Add flows to NW-Regional | Potential Decom. Add flows to NW-Regional | 1.546 |  |  | 1.05 | 1.546 | 1.0822 | 0.032214 | 0.02255 | 1
Tampa, City of/Howard F. Curren (includes Temple Terrace) | Tampa Bay | NTB | 96 | 58.65 | AWT | HI | 58.65 |  | 23.58 | 10.45 | 96 | 48.2 | IND, R/A/C, RES | 111714 | 11.73 | 9.384 | 3.519 | 5 | 99.211 | 59.515 | AWT | Hi | 59.515 |  | 0 | 10.45 | 59.515 | 41.6605 | 31.2105 | 21.8473 | 1,j, N471
MacDill AFB | Tampa Bay | NTB | 1.2 | 0.42 | A-SEC | HI | 0 |  | 1.2 | 0.29 | 1.2 | 0.13 | GC | 0 | 0 | 0 | 0.0252 |  | 1.1748 | 0.3948 | A-SEC | Hi | 0 |  |  | 0.29 | 0.3948 | 0.27636 | -0.01364 | -0.009548 | 1,c,n
Pebble Creek Village | Tampa Bay | NTB | 0.4 | 0.26 | A-SEC | HI | 0 |  | 0.4 | 0.11 | 0.4 | 0.15 | GC, R/A/C | 0 | 0 | 0 | 0.0156 |  | 0.3844 | 0.2444 | A-SEC | HI | 0 |  |  | 0.11 | 0.2444 | 0.17108 | 0.06108 | 0.042756 | 1,c
Windemere Utility Company | Tampa Bay | NTB | 0.19 | 0.15 | A-SEC | BA | 0 |  | 0 | 0 | 0.19 | 0.15 |  | 23 | 0.002415 | 0.001932 | 0.009 |  | 0.18341 | 0.14293 | A-SEC | Hi | 0 |  |  | 0 | 0.14293 | 0.10005 | 0.10005 | 0.075039 | 1,c
NTB Subtotals |  | 8 | 125.49 | 78.08 |  |  | 76.2 | 97.59% | 33.67 | 19.34 | 125.49 | 58.74 |  | 138357 | 14.5275 | 11.622 | 4.6848 | 5 | 130.3327 | 80.0172 |  |  | 79.2351 |  | 0 | 19.34 | 80.0172 | 56.012 | 36.672 | 25.6754
Hillsborough County Subtotals
Within WRCA |  | 15 | 164.55 | 100.21 |  |  | 98.09 |  | 47.38 | 30.56 | 164.55 | 69.56 |  | 425260 | 44.6523 | 35.7218 | 6.0126 | 5 | 198.1897 | 124.9192 |  |  | 123.9773 |  | 0.85 | 31.41 | 124.9192 | 87.4435 | 56.8835 | 39.8234
Outside WRCA |  | 0 | 0 | 0 |  |  | 0 |  | 0 | 0 | 0 | 0 |  | 0 | 0 | 0 | 0 | 0 | 0 | 0 |  |  | 0 |  | 0 | 0 | 0 | 0 | 0 | 0
County Total |  | 15 | 164.55 | 100.21 |  |  | 98.09 | 97.88% | 47.38 | 30.56 | 164.55 | 69.56 |  | 425260 | 44.6523 | 35.7218 | 6.0126 | 5 | 198.1897 | 124.9192 |  |  | 123.9773 | 99.25% | 0.85 | 31.41 | 124.9192 | 87.4435 | 56.8835 | 39.8234
Total Populationm (Sewered + Septic) | [13 empty] | 558718 | [16 empty] | l
Percentage of Increase Sewered | [13 empty] | 76.11%
|  |  | Total 2010 WWTP |  | 2010 WWTP Levels |  | AWT | 2010 | 2010 Reusea |  | 2010 Disposal |  | 2010 | 2010-2035 | Projected 2035 WWTP Plant Increases (Pop Increase)f |  | Projected 2035 WWTP Reductions |  | Projected 2035 WWTPi |  | Projected 2035 WWTP Levels |  | Projected 2035 | Projected AWT % | Planned 2010 to 2020 Reusek | 2020 | Projected 2035 Reuse |  | Post 2010-2035 | Post 2010-2035
| Planning | WWTP | [5 empty] | AWT |  |  |  |  | Reuse | Population | [8 empty] | AWT |  |  | Reuse Total |  |  | Reuse Total | Benefit Total | Comments
| Region | in WRCA | [10 empty] | Types | Increasee | [11 empty] | Ex & Planned
PASCO | (Northern, Tampa Bay, Hearland, Southern) | (SWUCA/NTB/CFWI) | Capacity | Flow | Treatment | Disinfection | Flow |  | Capacity | Utilization b | Capacity | Flow |  |  | Capacity | Flow | Conservationg | I&Ih | Capacity | Flow | Treatment | Disinfection |  |  |  |  | Capacity | Utilization @ 70% (unless noted) | Utilization @ 70% (unless noted) | Benefit @ 70% (unless noted)
|  |  | (mgd) | (mgd) |  |  | (mgd) | (percent) | (mgd) | (mgd) | (mgd) | (mgd) |  |  | (mgd) | (mgd) | (mgd) | (mgd) | (mgd) | (mgd) |  |  | (mgd) | (percent) | (mgd) | (mgd) | (mgd) | (mgd) | (mgd) | (mgd)
Domestic Wastewater Facility Name
Pasco County
Seven Springs (Aloha, FGUA) | Tampa Bay | NTB | 2.1 | 1.47 | A-SEC | HI | 0 |  | 2.96 | 0.9 | 0.25 | 0.57 | GC, RES,R/A/C | 7979 | 0.83779 | 0.67024 | 0.0882 | 0 | 2.8496 | 2.052 | A-SEC | Hi | 0 |  | 0.45 | 1.35 | 2.052 | 1.4364 | 0.53643 | 0.3755 | 1, N370
Dade City, City of | Tampa Bay | NTB | 1.5 | 0.61 | A-SEC | HI | 0 |  | 1.08 | 0.45 | 1 | 0.16 | AG | 1539 | 0.16159 | 0.12928 | 0.0366 |  | 1.625 | 0.70268 | A-SEC | Hi | 0 |  | 0.5 | 0.95 | 0.70268 | 0.49187 | 0.041873 | 0.029311 | 1,j, L823
Forest Lakes Estates (Labrador) | Tampa Bay | NTB | 0.22 | 0.05 | SEC | BA | 0 |  | 0 | 0 | 0.22 | 0.05 |  | 2216 | 0.23268 | 0.18614 | 0.003 |  | 0.44968 | 0.23314 | AWT | Hi | 0.23314 |  | 0 | 0 | 0.23314 | 0.1632 | 0.1632 | 0.11424 | 1,c
Jasmine Lakes | Tampa Bay | NTB | 0.31 | 0.23 | SEC | BA | 0 |  | 0 | 0 | 0.31 | 0.23 |  | 0 | 0 | 0 | 0.0138 |  | 0.2962 | 0.2162 | A-SEC | Hi | 0 |  | 0 | 0 | 0.2162 | 0.15134 | 0.15134 | 0.10594 | 1,c
New Port Richey, City of | Tampa Bay | NTB | 7.5 | 5.61 | A-SEC | HI | 0 |  | 0.66 | 0.66 | included in below | 4.95 | GC, R/A/C,RES | 1607 | 0.16873 | 0.13499 | 0.3366 |  | 7.3321 | 5.4084 | A-SEC | Hi | 0 |  | 3.29 | 0.81 | 5.4084 | 3.7859 | 3.1259 | 2.1881 | 1,jN461
Pasco Co. Utilities/Shady Hills Regional | Tampa Bay | NTB | 23.9 | 16.59 | A-SEC | HI | 0 |  | 22.33 | 12.04 | 9.17 | 4.55 | GC, RES, R/A/C, AGR, IND | 97430 | 10.2302 | 8.1841 | 1.1254 | 1 | 32.0048 | 22.6487 | AWT | Hi | 22.6487 |  | 5 | 17.04 | 22.6487 | 15.8541 | 3.8141 | 2.6699 | *1,j, H056, N649, H041, H055, H067, H092, L729, N157, N380, N429, N442, N462, N464, N470, N524, N547, N629, N666, N670, N630, N635
Pasco Co. Utilities/Embassy Hills (planned decom.) | Tampa Bay | NTB | included with above | Included with above | A-SEC | HI | 0 |  | included with above | included with above | included with above | included with above | included with above | Included with above | included with above | included with above | included with above |  | included with above | Included with above | A-SEC | Hi | included with above |  | included with above | included with above | 0 | included with above | included with above | included with above | *1
Pasco Co. Utilities/Hudson (planned decom.) | Tampa Bay | NTB | included with above | Included with above | A-SEC | HI | 0 |  | included with above | included with above | included with above | included with above | included with above | Included with above | included with above | included with above | included with above |  | included with above | Included with above | A-SEC | Hi | included with above |  | included with above | included with above | 0 | included with above | included with above | included with above | *1
Pasco Co. Utilities/Deer Park (planned decom.) | Tampa Bay | NTB | included with above | Included with above | A-SEC | HI | 0 |  | included with above | included with above | included with above | included with above | included with above | Included with above | included with above | included with above | included with above |  | included with above | Included with above | A-SEC | Hi | included with above |  | included with above | included with above | 0 | included with above | included with above | included with above | *1
Pasco Co. Utilities/Odessa Sub. (planned decom.) | Tampa Bay | NTB | included with above | Included with above | A-SEC | HI | 0 |  | included with above | included with above | included with above | included with above | included with above | Included with above | included with above | included with above | included with above |  | included with above | Included with above | A-SEC | Hi | included with above |  | included with above | included with above | 0 | included with above | included with above | included with above | *1
Pasco Co. Utilities/Wesley Center Regional | Tampa Bay | NTB | included with above | Included with above | A-SEC | HI | 0 |  | included with above | included with above | included with above | included with above | included with above | Included with above | included with above | included with above | included with above |  | included with above | Included with above | A-SEC | Hi | included with above |  | included with above | included with above | 0 | included with above | included with above | included with above | *1
Pasco Co. Utilities/South East | Tampa Bay | NTB | included with above | Included with above | A-SEC | HI | 0 |  | included with above | included with above | included with above | included with above | included with above | Included with above | included with above | included with above | included with above |  | included with above | Included with above | A-SEC | Hi | included with above |  | included with above | included with above | 0 | included with above | included with above | included with above | *1
Pasco Co. Utilities/Land O' Lakes | Tampa Bay | NTB | included with above | Included with above | A-SEC | HI | 0 |  | included with above | included with above | included with above | included with above | included with above | Included with above | included with above | included with above | included with above |  | included with above | Included with above | A-SEC | Hi | included with above |  | included with above | included with above | 0 | included with above | included with above | included with above | *1
Palm Terrace Gardens | Tampa Bay | NTB | 0.13 | 0.11 | SEC | BA | 0 |  | 0 | 0 | 0.14 | 0.11 |  | 0 | 0 | 0 | 0.0066 |  | 0.1234 | 0.1034 | A-SEC | Hi | 0 |  | 0 | 0 | 0.1034 | 0.07238 | 0.07238 | 0.050666 | 1,c
Travelers Rest RV Park | Tampa Bay | NTB | 0.1 | 0.02 | A-SEC | HB | 0 |  | 0.4 | 0 | 0.1 | 0.02 |  | 0 | 0 | 0 | 0.0012 |  | 0.0988 | 0.0188 | A-SEC | Hi | 0 |  | 0 | 0 | 0.0188 | 0.01316 | 0.01316 | 0.009212 | 1,c
Zephyrhills, City of | Tampa Bay | NTB | 4.5 | 1.63 | A-SEC | HI | 0 |  | 1.6 | 0.4 | 2.25 | 1.23 | GC, R/A/C, RES | 5709 | 0.59945 | 0.47956 | 0.0978 |  | 5.0016 | 2.0118 | AWT | Hi | 2.0118 |  | 0 | 0.4 | 2.0118 | 1.4082 | 1.0082 | 0.70576 | 1,j, N672
Pasco County Subtotals
Within WRCA |  | 16 | 40.26 | 26.32 |  |  | 0 |  | 29.03 | 14.45 | 13.44 | 11.87 |  | 116480 | 12.2304 | 9.7843 | 1.7092 | 1 | 49.7812 | 33.3951 |  |  | 24.8936 |  | 9.24 | 20.55 | 33.3951 | 23.3766 | 8.9266 | 6.6949
Outside WRCA |  | 0 | 0 | 0 |  |  | 0 |  | 0 | 0 | 0 | 0 |  | 0 | 0 | 0 | 0 | 0 | 0 | 0 |  |  | 0 |  | 0 | 0 | 0 | 0 | 0 | 0
County Totals |  | 16 | 40.26 | 26.32 |  |  | 0 | 0% | 29.03 | 14.45 | 13.44 | 11.87 |  | 116480 | 12.2304 | 9.7843 | 1.7092 | 1 | 49.7812 | 33.3951 |  |  | 24.8936 | 74.54% | 9.24 | 20.55 | 33.3951 | 23.3766 | 8.9266 | 6.2486
Total Populationm (Sewered + Septic) | [13 empty] | 247251 | [16 empty] | l
Percentage of Increase Sewered | [13 empty] | 47.11%
SWFWMD Reuse Inventory 2010-2035 RWSP
4-9-15 Draft
|  |  | Total 2010 WWTP |  | 2010 WWTP Levels |  | AWT | 2010 | 2010 Reusea |  | 2010 Disposal |  | 2010 | 2010-2035 | Projected 2035 WWTP Plant Increases (Pop Increase)f |  | Projected 2035 WWTP Reductions |  | Projected 2035 WWTPi |  | Projected 2035 WWTP Levels |  | Projected 2035 | Projected AWT % | Planned 2010 to 2020 Reusek | 2020 | Projected 2035 Reuse |  | Post 2010-2035 | Post 2010-2035
| Planning | WWTP | [5 empty] | AWT |  |  |  |  | Reuse | Population | [8 empty] | AWT |  |  | Reuse Total |  |  | Reuse Total | Benefit Total | Comments
| Region | in WRCA | [10 empty] | Types | Increasee | [11 empty] | Ex & Planned
PINELLAS | (Northern, Tampa Bay, Hearland, Southern) | (SWUCA/NTB/CFWI) | Capacity | Flow | Treatment | Disinfection | Flow |  | Capacity | Utilization b | Capacity | Flow |  |  | Capacity | Flow | Conservationg | I&Ih | Capacity | Flow | Treatment | Disinfection |  |  |  |  | Capacity | Utilization @ 70% (unless noted) | Utilization @ 70% (unless noted) | Benefit @ 70% (unless noted)
|  |  | (mgd) | (mgd) |  |  | (mgd) | (percent) | (mgd) | (mgd) | (mgd) | (mgd) |  |  | (mgd) | (mgd) | (mgd) | (mgd) | (mgd) | (mgd) |  |  | (mgd) | (percent) | (mgd) | (mgd) | (mgd) | (mgd) | (mgd) | (mgd)
Domestic Wastewater Facility Name
Pinellas County
Clearwater, City of/East | Tampa Bay | NTB | 5 | 2.6 | AWT | HI | 2.6 |  | 3.41 | 0.98 | 5 | 1.62 | GC,RES, R/A/C | 743 | 0.078015 | 0.062412 | 0.156 |  | 4.922 | 2.5064 | AWT | Hi | 2.5064 |  | 0.53 | 1.51 | 2.5064 | 1.7545 | 0.77449 | 0.54214 | *1, L695, L254, N665, L810, N561, N169, N179, N095,
Clearwater, City of/Marshall | Tampa Bay | NTB | 10 | 6 | AWT | HI | 6 |  | 3.41 | 0.98 | 10 | 5.02 | RES,GC,R/A/C | 743 | 0.078015 | 0.062412 | 0.36 |  | 9.718 | 5.7024 | AWT | Hi | 5.7024 |  | 0.72 | 1.7 | 5.7024 | 3.9917 | 3.0117 | 2.1082 | *1,j
Clearwater, City of/Northeast | Tampa Bay | NTB | 13.5 | 5.7 | AWT | HI | 5.7 |  | 3.41 | 0.98 | 13.5 | 4.72 | GC, R/A/C, RES | 743 | 0.078015 | 0.062412 | 0.342 |  | 13.236 | 5.4204 | AWT | Hi | 5.4204 |  | 0.31 | 1.29 | 5.4204 | 3.7943 | 2.8143 | 1.97 | 1
Dunedin, City of/Mainland | Tampa Bay | NTB | 6 | 4.5 | AWT | HI | 4.5 |  | 3.9 | 2.5 | 6 | 2 | RES, R/A/C, GC, | 231 | 0.024255 | 0.019404 | 0.27 | 0 | 5.7543 | 4.2494 | AWT | Hi | 4.2494 |  | 0 | 2.5 | 4.2494 | 2.9746 | 0.47458 | 0.33221 | 1,j, N555
Largo, City of | Tampa Bay | NTB | 18 | 11.74 | AWT | HI | 11.74 |  | 17 | 4.69 | 18 | 7.05 | RES, R/A/C, GC, IND | 0 | 0 | 0 | 0.7044 |  | 17.2956 | 11.0356 | AWT | Hi | 11.0356 |  | 0 | 4.69 | 11.0356 | 7.7249 | 3.0349 | 2.1244 | 1,j
Mid-County/Dyna-Flow | Tampa Bay | NTB | 0.9 | 0.74 | AWT | HI | 0.74 |  | 0 | 0 | 0.9 | 0.74 |  | 0 | 0 | 0 | 0.0444 |  | 0.8556 | 0.6956 | AWT | Hi | 0.6956 |  |  | 0 | 0.6956 | 0.48692 | 0.48692 | 0.34084 | 1,c
Oldsmar, City of | Tampa Bay | NTB | 2.25 | 1.53 | AWT | HI | 1.53 |  | 2.31 | 0.66 | 2.25 | 0.87 | RES, R/A/C | 491 | 0.051555 | 0.041244 | 0.0918 |  | 2.2098 | 1.4794 | AWT | Hi | 1.4794 |  | 0 | 0.66 | 1.4794 | 1.0356 | 0.37561 | 0.26293 | 1,j, N212, L821, N398
On Top of the World | Tampa Bay | NTB | 0.6 | 0.39 | A-SEC | HI | 0 |  | 0.84 | 0.38 | 0.6 | 0.01 | GC, R/A/C | 0 | 0 | 0 | 0.0234 |  | 0.5766 | 0.3666 | A-SEC | Hi |  |  | 0 | 0.38 | 0.3666 | 0.25662 | -0.12338 | -0.086366 | 1,j,n
Pinellas County Utilities/North-Dunn | Tampa Bay | NTB | 9 | 6.7 | A-SEC | HI | 0 |  | 20.3 | 7.57 | 0 | -0.87 | GC, RES, R/A/C | 2304 | 0.24192 | 0.19354 | 0.402 |  | 8.8399 | 6.4915 | AWT | Hi | 6.4915 |  | 0 | 7.57 | 8.8399 | 7.2015 | -0.36846 | -0.25792 | 1,j,n
Pinellas County Utilities/South Cross Bayou | Tampa Bay | NTB | 33 | 22.19 | AWT | HI | 22.19 |  | 20.74 | 12.03 | 33 | 10.16 | GC, RES, R/A/C IND | 7376 | 0.77448 | 0.61958 | 1.3314 |  | 32.4431 | 21.4782 | AWT | Hi | 21.4782 |  | 0 | 12.03 | 21.4782 | 15.0347 | 3.0047 | 2.1033 | 1,j,n, K682
St. Petersburg, City of/Northeast | Tampa Bay | NTB | 68.4 | 35.08 | A-SEC | HI | 0 |  | 67.4 | 14.5 | 134 | 25.02 | GC, RES, R/A/C, IND | 2377 | 0.24959 | 0.19967 | 2.1948 | 5 | 61.4548 | 28.0849 | A-SEC | Hi | 0 |  |  | 14.5 | 28.0849 | 19.6594 | 5.1594 | 3.6116 | *1
St. Petersburg, City of/Northwest | Tampa Bay | NTB | included with above | Included with above | A-SEC | HI | 0 |  | included with above | included with above | included with above | included with above | included with above | included with above | included with above | included with above | included with above |  | included with above | included with above | A-SEC | Hi | 0 |  |  | included in above | included in above | included in above | included in above | included in above | *1
St. Petersburg, City of/Southwest | Tampa Bay | NTB | included with above | Included with above | A-SEC | HI | 0 |  | included with above | included with above | included with above | included with above | included with above | included with above | included with above | included with above | included with above |  | included with above | included with above | A-SEC | Hi | 0 |  |  | included in above | included in above | included in above | included in above | included in above | *1
St. Petersburg, City of/A. Whited | Tampa Bay | NTB | included with above | Included with above | A-SEC | HI | 0 |  | included with above | included with above | included with above | included with above | included with above | included with above | included with above | included with above | included with above |  | included with above | included with above | A-SEC | Hi | 0 |  |  | included in above | included in above | included in above | included in above | included in above | *1
Tarpon Springs, City of | Tampa Bay | NTB | 4 | 1.94 | AWT | HI | 1.94 |  | 1.08 | 1.08 | 4 | 0.86 | RES, GC, R/A/C | 803 | 0.084315 | 0.067452 | 0.1164 | 0 | 3.9679 | 1.8911 | AWT | Hi | 1.8911 |  |  | 1.08 | 1.8911 | 1.3237 | 0.24374 | 0.17062 | 1, N494, N258
Pinellas County Subtotals
Within WRCA |  | 15 | 170.65 | 99.11 |  |  | 56.94 |  | 143.8 | 46.35 | 227.25 | 57.2 |  | 15811 | 1.6602 | 1.3281 | 6.0366 | 5 | 161.2736 | 89.4015 |  |  | 60.9501 |  | 1.56 | 47.91 | 91.7499 | 65.2385 | 18.8885 | 13.222
Outside WRCA |  | 0 | 0 | 0 |  |  | 0 |  | 0 | 0 | 0 | 0 |  | 0 | 0 | 0 | 0 | 0 | 0 | 0 |  |  | 0 |  | 0 | 0 | 0 | 0 | 0 | 0
County Totals |  | 15 | 170.65 | 99.11 |  |  | 56.94 | 57.45% | 143.8 | 46.35 | 227.25 | 57.2 |  | 15811 | 1.6602 | 1.3281 | 6.0366 | 5 | 161.2736 | 89.4015 |  |  | 60.9501 | 68.18% | 1.56 | 47.91 | 91.7499 | 65.2385 | 18.8885 | 13.222
Total Populationm (Sewered + Septic) | [13 empty] | 15895 | [16 empty] | l
Percentage of Increase Sewered | [13 empty] | 99.47%
|  |  | Total 2010 WWTP |  | 2010 WWTP Levels |  | AWT | 2010 | 2010 Reusea |  | 2010 Disposal |  | 2010 | 2010-2035 | Projected 2035 WWTP Plant Increases (Pop Increase)f |  | Projected 2035 WWTP Reductions |  | Projected 2035 WWTPi |  | Projected 2035 WWTP Levels |  | Projected 2035 | Projected AWT % | Planned 2010 to 2020 Reusek | 2020 | Projected 2035 Reuse |  | Post 2010-2035 | Post 2010-2035
| Planning | WWTP | [5 empty] | AWT |  |  |  |  | Reuse | Population | [8 empty] | AWT |  |  | Reuse Total |  |  | Reuse Total | Benefit Total | Comments
| Region | in WRCA | [10 empty] | Types | Increasee | [11 empty] | Ex & Planned
TAMPA BAY AREA TOTALS | (Northern, Tampa Bay, Hearland, Southern) | (SWUCA/NTB/CFWI) | Capacity | Flow |  |  | Flow |  | Capacity | Utilization b | Capacity | Flow |  |  | Capacity | Flow | Conservationg | I&Ih | Capacity | Flow | Treatment | Disinfection |  |  |  |  | Capacity | Utilization @ 70% | Utilization @ 70% | Benefit @ 70%
|  |  | (mgd) | (mgd) |  |  | (mgd) | (percent) | (mgd) | (mgd) | (mgd) | (mgd) |  |  | (mgd) | (mgd) | (mgd) | (mgd) | (mgd) | (mgd) |  |  | (mgd) | (percent) | (mgd) | (mgd) | (mgd) | (mgd) | (mgd) | (mgd)
Within WRCA | Tampa Bay | 46 | 375.46 | 225.64 |  |  | 155.03 |  | 220.21 | 91.36 | 405.24 | 138.63 |  | 557551 | 58.5429 | 46.8343 | 13.7584 | 11 | 409.2445 | 247.7159 |  |  | 209.821 |  | 11.65 | 99.87 | 250.0643 | 176.0586 | 84.6986 | 59.7403
Outside WRCA | Tampa Bay | 0 | 0 | 0 |  |  | 0 |  | 0 | 0 | 0 | 0 |  | 0 | 0 | 0 | 0 | 0 | 0 | 0 |  |  | 0 |  | 0 | 0 | 0 | 0 | 0 | 0
Northern Totals |  | 46 | 375.46 | 225.64 |  |  | 155.03 | 68.71% | 220.21 | 91.36 | 405.24 | 138.63 |  | 557551 | 58.5429 | 46.8343 | 13.7584 | 11 | 409.2445 | 247.7159 |  |  | 209.821 | 84.7% | 11.65 | 99.87 | 250.0643 | 176.0586 | 84.6986 | 59.7403
Total Populationm (Sewered + Septic) | [13 empty] | 821864 | [16 empty] | l
Percentage of Increase Sewered | [13 empty] | 67.84%
SWFWMD Reuse Inventory 2010-2035 RWSP
4-9-15 Draft
|  |  | Total 2010 WWTP |  | 2010 WWTP Levels |  | AWT | 2010 | 2010 Reusea |  | 2010 Disposal |  | 2010 | 2010-2035 | Projected 2035 WWTP Plant Increases (Pop Increase)f |  | Projected 2035 WWTP Reductions |  | Projected 2035 WWTPi |  | Projected 2035 WWTP Levels |  | Projected 2035 | Projected AWT % | Planned 2010 to 2020 Reusek | 2020 | Projected 2035 Reuse |  | Post 2010-2035 | Post 2010-2035
| Planning | WWTP | [5 empty] | AWT |  |  |  |  | Reuse | Population | [8 empty] | AWT |  |  | Reuse Total |  |  | Reuse Total | Benefit Total | Comments
| Region | in WRCA | [10 empty] | Types | Increasee | [11 empty] | Ex & Planned
POLK (see also CFWI) | (Northern, Tampa Bay, Hearland, Southern) | (SWUCA/NTB/CFWI) | Capacity | Flow | Treatment | Disinfection | Flow |  | Capacity | Utilization b | Capacity | Flow |  |  | Capacity | Flow | Conservationg | I&Ih | Capacity | Flow | Treatment | Disinfection |  |  |  |  | Capacity | Utilization @ 70% (unless noted) | Utilization @ 70% (unless noted) | Benefit @ 70% (unless noted)
|  |  | (mgd) | (mgd) |  |  | (mgd) | (percent) | (mgd) | (mgd) | (mgd) | (mgd) |  |  | (mgd) | (mgd) | (mgd) | (mgd) | (mgd) | (mgd) |  |  | (mgd) | (percent) | (mgd) | (mgd) | (mgd) | (mgd) | (mgd) | (mgd)
Domestic Wastewater Facility Name
Polk County
Auburndale, Allred (South Plant) | Heartland | SWUCA | 1.4 | 1.26 | A-SEC | HI | 0 |  | 1.66 | 0.44 | 1.4 | 0.88 | IND | 5399 | 0.5669 | 0.45352 | 0.0756 |  | 1.8913 | 1.6379 | AWT | Hi | 1.6379 |  |  | 0.44 | 1.6379 | 1.1465 | 0.70654 | 0.49458 | 1
Auburndale, Regional (North Plant) | Heartland | SWUCA | 1.56 | 1.1 | A-SEC | HI | 0 |  | 0.26 | 0.18 | 1.56 | 0.92 | NAT | 5300 | 0.5565 | 0.4452 | 0.066 |  | 2.0505 | 1.4792 | AWT | Hi | 1.4792 |  | 0.65 | 0.83 | 1.4792 | 1.0354 | 0.85544 | 0.59881 | 1, N536
Bartow, City of | Heartland | SWUCA | 4 | 1.51 | A-SEC | BA | 0 |  | 4 | 1.51 | 4 | 0 | IND | 14500 | 1.5225 | 1.218 | 0.0906 |  | 5.4319 | 2.6374 | A-SEC | Hi |  |  |  | 1.51 | 2.6374 | 2.6374 | 1.1274 | 1.1274 | 1,n
Fort Meade, City of | Heartland | SWUCA | 1 | 0.36 | A-SEC | BA | 0 |  | 1 | 0.36 | 1 | 0 | IND | 1800 | 0.189 | 0.1512 | 0.0216 |  | 1.1674 | 0.4896 | A-SEC | Hi |  |  |  | 0.36 | 0.4896 | 0.4896 | 0.1296 | 0.1296 | 1,n
Cypress Lakes | Heartland | SWUCA | 0.18 | 0.13 | A-SEC | HI | 0 |  | 0.19 | 0.13 | 0.18 | 0 | GC | 200 | 0.021 | 0.0168 | 0.0078 |  | 0.1932 | 0.139 | A-SEC | Hi |  |  |  | 0.13 | 0.139 | 0.139 | 0.009 | 0.0063 | 1,c
Davenport, City of | Heartland | SWUCA | 0.15 | 0.02 | SEC | BA | 0 |  | 0 | 0 | 0.15 | 0.02 |  | 3650 | 0.38325 | 0.3066 | 0.0012 |  | 0.53205 | 0.3254 | A-SEC | Hi |  |  |  | 0 | 0.3254 | 0.22778 | 0.22778 | 0.15945 | 1
Dundee, Town of | Heartland | SWUCA | 0.1 | 0.01 | SEC | BA | 0 |  | 0 | 0 | 0.1 | 0.01 |  | 2200 | 0.231 | 0.1848 | 0.0006 |  | 0.3304 | 0.1942 | A-SEC | Hi |  |  |  | 0 | 0.1942 | 0.13594 | 0.13594 | 0.095158 | 1,j,m,n
Frostproof, City of | Heartland | SWUCA | 0.12 | 0.01 | SEC | BA | 0 |  | 0 | 0 | 0.12 | 0.01 |  | 400 | 0.042 | 0.0336 | 0.0006 |  | 0.1614 | 0.043 | A-SEC | Hi |  |  |  | 0 | 0.043 | 0.0301 | 0.0301 | 0.02107 | 1
Grenelefe Resort | Heartland | SWUCA | 0.34 | 0.13 | SEC | BA | 0 |  | 0 | 0 | 0.34 | 0.13 |  | 150 | 0.01575 | 0.0126 | 0.0078 |  | 0.34795 | 0.1348 | A-SEC | Hi |  |  |  | 0 | 0.1348 | 0.09436 | 0.09436 | 0.066052 | 1
Haines City, City of | Heartland | SWUCA | 2.97 | 1.33 | A-SEC | HI | 0 |  | 0.91 | 0.6 | 2.97 | 0.73 | GC, AGR, R/A/C | 17000 | 1.785 | 1.428 | 0.0798 |  | 4.6752 | 2.6782 | AWT | Hi | 2.6782 |  | 0.6 | 1.2 | 2.6782 | 1.8747 | 1.2747 | 0.89232 | 1,j, N065
Lake Alfred, City of | Heartland | SWUCA | 1.25 | 0.44 | A-SEC | HB | 0 |  | 0.44 | 0.17 | 1.25 | 0.27 | AGR | 3300 | 0.3465 | 0.2772 | 0.0264 |  | 1.5701 | 0.6908 | A-SEC | Hi |  |  |  | 0.17 | 0.6908 | 0.48356 | 0.31356 | 0.21949 | 1
Lake Wales, City of/New Plant | Heartland | SWUCA | 1.9 | 0.92 | A-SEC | HI | 0 |  | 0.29 | 0.12 | 1.9 | 0.8 | AGR | 10600 | 1.113 | 0.8904 | 0.0552 |  | 2.9578 | 1.7552 | AWT | Hi | 1.7552 |  | 0.35 | 0.47 | 1.7552 | 1.2286 | 1.1086 | 0.77605 | 1,j, N335
Lakeland/Glendale | Heartland | SWUCA | 13.7 | 8.04 | AWT | IM | 8.04 |  | 8 | 4.79 | 13.7 | 5.57 | IND | 27000 | 2.835 | 2.268 | 0.4824 |  | 16.0526 | 9.8256 | AWT | Hi | 9.8256 |  | 3.84 | 8.63 | 15.0866 | 15.0866 | 10.2966 | 10.2966 | *1,j,n, H076
Lakeland, City of/Northside | Heartland | SWUCA | 8 | 3.47 | AWT | BA | 3.47 |  | 0 | 0 | 8 | 3.47 |  | 23800 | 2.499 | 1.9992 | 0.2082 |  | 10.2908 | 5.261 | AWT | Hi | 5.261 |  | 3.84 | 3.84 | included in above | included in above | included in above | included in above | *1, H076
Mulberry, City of (includes Landstar) | Heartland | SWUCA | 0.75 | 0.32 | AWT | HI | 0.32 |  | 0 | 0 | 0.75 | 0.32 |  | 200 | 0.021 | 0.0168 | 0.0192 |  | 0.7518 | 0.3176 | AWT | Hi | 0.3176 |  | 0.32 | 0.32 | 0.3176 | 0.22232 | 0.22232 | 0.22232 | 1, H076
Polk City/Mt Olive | Heartland | CFWI | 0.22 | 0.08 | SEC | BA | 0 |  | 0 | 0 | 0.22 | 0.08 |  | 3300 | 0.3465 | 0.2772 | 0.0048 |  | 0.5617 | 0.3524 | A-SEC | Hi |  |  |  | 0 | 0.3524 | 0.24668 | 0.24668 | 0.17268 | 1
Polk County Utilities/NE Regional | Heartland | SWUCA | 3 | 1.62 | A-SEC | HI | 0 |  | 3 | 0.75 | 3 | 0.87 | RES | 23900 | 2.5095 | 2.0076 | 0.0972 |  | 5.4123 | 3.5304 | AWT | Hi | 3.5304 |  |  | 0.75 | 3.5304 | 3.5304 | 2.7804 | 1.9463 | 1, H090, N304, q
Polk County Utilities/NW Regional | Heartland | CFWI | 1.5 | 0.77 | A-SEC | HI | 0 |  | 1.32 | 0.52 | 1.5 | 0.25 | GC,RES,R/A/C | 24200 | 2.541 | 2.0328 | 0.0462 |  | 3.9948 | 2.7566 | AWT | Hi | 2.7566 |  |  | 0.52 | 2.7566 | 1.9296 | 1.4096 | 0.98673 | 1,j, N024
Polk County Utilities/SE-Sunray | Heartland | SWUCA | 1 | 0.3 | SEC | BA | 0 |  | 0 | 0 | 1 | 0.3 |  | 1400 | 0.147 | 0.1176 | 0.018 |  | 1.129 | 0.3996 | A-SEC | Hi |  |  |  | 0 | 0.3996 | 0.27972 | 0.27972 | 0.1958 | 1,j
Polk County Utilities/Polo Park (tb decom.) | Heartland | CFWI | 0.45 | 0.28 | SEC | BA | 0 |  | 0 | 0 | 0.45 | 0.28 |  | 200 | 0.021 | 0.0168 | 0.0168 |  | 0.4542 | 0.28 | A-SEC | Hi |  |  |  | 0 | 0.28 | 0.196 | 0.196 | 0.1372 | 1,d
Polk County Utilities/SW Regional | Heartland | SWUCA | 3 | 1.61 | A-SEC | HI | 0 |  | 2 | 0.87 | 3 | 0.74 | GC, RES, R/A/C | 24400 | 2.562 | 2.0496 | 0.0966 |  | 5.4654 | 3.563 | AWT | Hi | 3.563 |  | 2 | 2.87 | 3.563 | 3.563 | 2.693 | 2.2891 | 1,j, H076
Polk County Central | Heartland | SWUCA | 1.1 | 0.65 | SEC | BA | 0 |  | 0 | 0 | 1.1 | 0.65 |  | 5000 | 0.525 | 0.42 | 0.039 |  | 1.586 | 1.031 | A-SEC | Hi |  |  |  |  | 1.031 | 0.7217 | 0.7217 | 0.50519 | 1
Polk County Utilities/East-Waverly | Heartland | SWUCA | 0.13 | 0.02 | A-SEC | BA | 0 |  | 0 | 0 | 0.13 | 0.02 |  | 12000 | 1.26 | 1.008 | 0.0012 |  | 1.3888 | 1.0268 | A-SEC | Hi |  |  |  | 0 | 1.0268 | 0.71876 | 0.71876 | 0.50313 | 1
Polk County Correctional Institute | Heartland | CFWI | 0.31 | 0.18 | SEC | BA | 0 |  | 0 | 0 | 0.31 | 0.18 |  | 100 | 0.0105 | 0.0084 | 0.0108 |  | 0.3097 | 0.1776 | A-SEC | Hi |  |  |  | 0 | 0.1776 | 0.12432 | 0.12432 | 0.087024 | 1
Outdoor Resorts Orlando | Heartland | CFWI | 0.1 | 0.08 | SEC | BA | 0 |  | 0 | 0 | 0.1 | 0.08 |  | 100 | 0.0105 | 0.0084 | 0.0048 |  | 0.1057 | 0.0836 | A-SEC |  |  |  |  | 0 | 0.0836 | 0.05852 | 0.05852 | 0.040964 | 1, c
Swiss Golf Club | Heartland | SWUCA | 0.18 | 0.11 | A-SEC | BA | 0 |  | 0 | 0 | 0.18 | 0.11 |  | 100 | 0.0105 | 0.0084 | 0.0066 |  | 0.1839 | 0.1118 | A-SEC | Hi |  |  |  | 0 | 0.1118 | 0.07826 | 0.07826 | 0.054782 | 1,c
Swiss Village | Heartland | SWUCA | 0.14 | 0.04 | SEC | BA | 0 |  | 0 | 0 | 0.14 | 0.04 |  | 0 | 0 | 0 | 0.0024 |  | 0.1376 | 0.0376 | A-SEC | Hi |  |  |  | 0 | 0.0376 | 0.02632 | 0.02632 | 0.018424 | 1,c
Winter Haven, City of/Conine #2 | Heartland | SWUCA | 1.7 | 0.98 | A-SEC | HI | 0 |  | 2 | 0.76 | 1.7 | 0.22 | GC, AGR, RES | 13800 | 1.449 | 1.1592 | 0.0588 |  | 3.0902 | 2.0804 | AWT | Hi | 2.0804 |  |  | 0.76 | 2.0804 | 2.0804 | 1.3204 | 1.1223 | 1
Winter Haven, City of/Pollard #3 (2008 upgraded to AWT) | Heartland | SWUCA | 7.5 | 3.66 | AWT | HI | 3.66 |  | 0 | 0 | 7.5 | 3.66 |  | 15700 | 1.6485 | 1.3188 | 0.2196 |  | 8.9289 | 4.7592 | AWT | Hi | 4.7592 |  | 0.3 | 0.3 | 4.7592 | 4.7592 | 4.7592 | 4.0453 | 1,j, N286, N339
Polk County Subtotals
Within WRCA |  | 29 | 57.75 | 29.43 |  |  | 15.49 |  | 25.07 | 11.2 | 57.75 | 20.61 |  | 239699 | 25.1684 | 20.1347 | 1.7658 | 0 | 81.1526 | 47.7989 |  |  |  |  | 11.9 | 23.1 | 47.7989 | 43.1449 | 31.9449 | 27.2101
Outside WRCA |  | 0 | 0 | 0 |  |  | 0 |  | 0 | 0 | 0 | 0 |  | 0 | 0 | 0 | 0 | 0 | 0 | 0 |  |  |  |  | 0 | 0 | 0 | 0 | 0 | 0
County Total |  | 29 | 57.75 | 29.43 |  |  | 15.49 | 52.63% | 25.07 | 11.2 | 57.75 | 20.61 |  | 239699 | 25.1684 | 20.1347 | 1.7658 | 0 | 81.1526 | 47.7989 |  |  | 39.6443 | 82.94% | 11.9 | 23.1 | 47.7989 | 43.1449 | 31.9449 | 27.2101
Total Populationm (Sewered + Septic) | [13 empty] | 253000 | [16 empty] | l
Percentage of Increase Sewered | [13 empty] | 94.74%
|  |  | Total 2010 WWTP |  | 2010 WWTP Levels |  | AWT | 2010 | 2010 Reusea |  | 2010 Disposal |  | 2010 | 2010-2035 | Projected 2035 WWTP Plant Increases (Pop Increase)f |  | Projected 2035 WWTP Reductions |  | Projected 2035 WWTPi |  | Projected 2035 WWTP Levels |  | Projected 2035 | Projected AWT % | Planned 2010 to 2020 Reusek | 2020 | Projected 2035 Reuse |  | Post 2010-2035 | Post 2010-2035
| Planning | WWTP | [5 empty] | AWT |  |  |  |  | Reuse | Population | [8 empty] | AWT |  |  | Reuse Total |  |  | Reuse Total | Benefit Total | Comments
| Region | in WRCA | [10 empty] | Types | Increasee | [11 empty] | Ex & Planned
HARDEE | (Northern, Tampa Bay, Hearland, Southern) | (SWUCA/NTB/CFWI) | Capacity | Flow | Treatment | Disinfection | Flow |  | Capacity | Utilization b | Capacity | Flow |  |  | Capacity | Flow | Conservationg | I&Ih | Capacity | Flow | Treatment | Disinfection |  |  |  |  | Capacity | Utilization @ 70% (unless noted) | Utilization @ 70% (unless noted) | Benefit @ 70% (unless noted)
|  |  | (mgd) | (mgd) |  |  | (mgd) | (percent) | (mgd) | (mgd) | (mgd) | (mgd) |  |  | (mgd) | (mgd) | (mgd) | (mgd) | (mgd) | (mgd) |  |  | (mgd) | (percent) | (mgd) | (mgd) | (mgd) | (mgd) | (mgd) | (mgd)
Domestic Wastewater Facility Name
Hardee County
Bowling Green, City of | Heartland | SWUCA | 0.32 | 0.12 | SEC | BA | 0 |  | 0.32 | 0.12 | 0.32 | 0 | IND | 0 | 0 | 0 | 0.0072 |  | 0.3128 | 0.1128 | A-SEC | Hi |  |  |  | 0.12 | 0.1128 | 0.1128 | -0.0072 | -0.0072 | 1,n
Hardee County Correctional | Heartland | SWUCA | 0.21 | 0.18 | A-SEC | BA | 0 |  | 0 | 0 | 0.21 | 0.18 |  | 0 | 0 | 0 | 0.0108 |  | 0.1992 | 0.1692 | A-SEC | Hi |  |  |  | 0 | 0.1692 | 0.11844 | 0.11844 | 0.082908 | 1,c
Wauchula, City of | Heartland | SWUCA | 1.2 | 0.7 | A-SEC | BA | 0 |  | 1.2 | 0.7 | 1.2 | 0 | IND | 97 | 0.010185 | 0.008148 | 0.042 |  | 1.1682 | 0.66615 | A-SEC | Hi |  |  |  | 0.7 | 0.66615 | 0.66615 | -0.033852 | -0.033852 | 1,n
Wauchula Hills | Heartland | SWUCA | 0.36 | 0.07 | A-SEC | BA | 0 |  | 0.36 | 0.07 | 0.36 | 0 | IND | 0 | 0 | 0 | 0.0042 |  | 0.3558 | 0.0658 | A-SEC | Hi |  |  |  | 0.07 | 0.0658 | 0.0658 | -0.0042 | -0.0042 | 1,
Zolfo Springs, City of | Heartland | SWUCA | 0.2 | 0.13 | SEC | BA | 0 |  | 0 | 0 | 0.2 | 0.13 |  | 40 | 0.0042 | 0.00336 | 0.0078 |  | 0.1964 | 0.12556 | A-SEC | Hi |  |  |  | 0 | 0.12556 | 0.087892 | 0.087892 | 0.061524 | 1
Hardee County Subtotals
Within WRCA |  | 5 | 2.29 | 1.2 |  |  | 0 |  | 1.88 | 0.89 | 2.29 | 0.31 |  | 137 | 0.014385 | 0.011508 | 0.072 | 0 | 2.2324 | 1.1395 |  |  |  |  | 0 | 0.89 | 1.1395 | 1.0511 | 0.16108 | 0.09918
Outside WRCA |  | 0 | 0 | 0 |  |  | 0 |  | 0 | 0 | 0 | 0 |  | 0 | 0 | 0 | 0 | 0 | 0 | 0 |  |  |  |  | 0 | 0 | 0 | 0 | 0 | 0
County Total |  | 5 | 2.29 | 1.2 |  |  | 0 | 0% | 1.88 | 0.89 | 2.29 | 0.31 |  | 137 | 0.014385 | 0.011508 | 0.072 | 0 | 2.2324 | 1.1395 |  |  | 0 | 0% | 0 | 0.89 | 1.1395 | 1.0511 | 0.16108 | 0.09918
Total Population (Sewered + Septic) | [13 empty] | 1465 | [16 empty] | l
Percentage of Increase Sewered | [13 empty] | 9.352%
SWFWMD Reuse Inventory 2005-2030 RWSP
|  |  | Total 2010 WWTP |  | 2010 WWTP Levels |  | AWT | 2010 | 2010 Reusea |  | 2010 Disposal |  | 2010 | 2010-2035 | Projected 2035 WWTP Plant Increases (Pop Increase)f |  | Projected 2035 WWTP Reductions |  | Projected 2035 WWTPi |  | Projected 2035 WWTP Levels |  | Projected 2035 | Projected AWT % | Planned 2010 to 2020 Reusek | 2020 | Projected 2035 Reuse |  | Post 2010-2035 | Post 2010-2035
| Planning | WWTP | [5 empty] | AWT |  |  |  |  | Reuse | Population | [8 empty] | AWT |  |  | Reuse Total |  |  | Reuse Total | Benefit Total | Comments
| Region | in WRCA | [10 empty] | Types | Increasee | [11 empty] | Ex & Planned
HIGHLANDS | (Northern, Tampa Bay, Hearland, Southern) | (SWUCA/NTB/CFWI) | Capacity | Flow | Treatment | Disinfection | Flow |  | Capacity | Utilization b | Capacity | Flow |  |  | Capacity | Flow | Conservationg | I&Ih | Capacity | Flow | Treatment | Disinfection |  |  |  |  | Capacity | Utilization @ 70% (unless noted) | Utilization @ 70% (unless noted) | Benefit @ 70% (unless noted)
|  |  | (mgd) | (mgd) |  |  | (mgd) | (percent) | (mgd) | (mgd) | (mgd) | (mgd) |  |  | (mgd) | (mgd) | (mgd) | (mgd) | (mgd) | (mgd) |  |  | (mgd) | (percent) | (mgd) | (mgd) | (mgd) | (mgd) | (mgd) | (mgd)
Domestic Wastewater Facility Name
Highlands County
Sebring Airport | Heartland | SWUCA | 0.1 | 0.02 | SEC | BA | 0 |  | 0 | 0 | 0.1 | 0.02 |  | 0 | 0 | 0 | 0.0012 |  | 0.0988 | 0.0188 | A-SEC | Hi |  |  |  | 0 | 0.0188 | 0.01316 | 0.01316 | 0.009212 | 1,c
Sun N Lake of Sebring Unit 23 | Heartland | SWUCA | 0.7 | 0.37 | SEC | BA | 0 |  | 0 | 0 | 0.7 | 0.37 |  | 5703 | 0.59881 | 0.47905 | 0.0222 |  | 1.2766 | 0.82685 | A-SEC | Hi |  |  |  | 0 | 0.82685 | 0.5788 | 0.5788 | 0.40516 | 1,c
Sun N Lake of Sebring Unit 4 | Heartland | SWUCA | 0.25 | 0.04 | SEC | BA | 0 |  | 0 | 0 | 0.25 | 0.04 |  | 0 | 0 | 0 | 0.0024 |  | 0.2476 | 0.0376 | A-SEC | Hi |  |  |  | 0 | 0.0376 | 0.02632 | 0.02632 | 0.018424 | 1, c
Sebring, City of | Heartland | SWUCA | 1.5 | 0.77 | SEC | BA | 0 |  | 0 | 0 | 1.5 | 0.77 |  | 6008 | 0.63084 | 0.50467 | 0.0462 |  | 2.0846 | 1.2285 | A-SEC | Hi |  |  |  | 0 | 1.2285 | 0.85993 | 0.85993 | 0.60195 | 1
Sebring Western | Heartland | SWUCA | 0.2 | 0.07 | SEC | BA | 0 |  | 0 | 0 | 0.2 | 0.07 |  | 0 | 0 | 0 | 0.0042 |  | 0.1958 | 0.0658 | A-SEC | Hi |  |  |  | 0 | 0.0658 | 0.04606 | 0.04606 | 0.032242 | 1, c
Lake Placid/Tomoka Heights | Heartland | SWUCA | 0.2 | 0.05 | SEC | BA | 0 |  | 0 | 0 | 0.2 | 0.05 |  | 1403 | 0.14732 | 0.11785 | 0.003 |  | 0.34431 | 0.16485 | A-SEC | Hi |  |  | 0.12 | 0.12 | 0.16485 | 0.1154 | 0.1154 | 0.080777 | 1,j, L153
Highlands County Subtotals
Within WRCA |  | 6 | 2.95 | 1.32 |  |  | 0 |  | 0 | 0 | 2.95 | 1.32 |  | 13114 | 1.377 | 1.1016 | 0.0792 | 0 | 4.2478 | 2.3424 |  |  |  |  | 0.12 | 0.12 | 2.3424 | 1.6397 | 1.6397 | 1.1478
Outside WRCA |  | 0 | 0 | 0 |  |  | 0 |  | 0 | 0 | 0 | 0 |  | 0 |  |  | 0 | 0 | 0 | 0 |  |  |  |  | 0 | 0 | 0 | 0 | 0 | 0
County Total |  | 6 | 2.95 | 1.32 |  |  | 0 | 0% | 0 | 0 | 2.95 | 1.32 |  | 13114 | 1.377 | 1.1016 | 0.0792 | 0 | 4.2478 | 2.3424 |  |  | 0 | 0% | 0.12 | 0.12 | 2.3424 | 1.6397 | 1.6397 | 1.1478
Total Populationm (Sewered + Septic) | [13 empty] | 22189 | [16 empty] | l
Percentage of Increase Sewered | [13 empty] | 59.1%
|  |  | Total 2010 WWTP |  | 2010 WWTP Levels |  | AWT | 2010 | 2010 Reusea |  | 2010 Disposal |  | 2010 | 2010-2035 | Projected 2035 WWTP Plant Increases (Pop Increase)f |  | Projected 2035 WWTP Reductions |  | Projected 2035 WWTPi |  | Projected 2035 WWTP Levels |  | Projected 2035 | Projected AWT % | Planned 2010 to 2020 Reusek | 2020 | Projected 2035 Reuse |  | Post 2010-2035 | Post 2010-2035
| Planning | WWTP | [5 empty] | AWT |  |  |  |  | Reuse | Population | [8 empty] | AWT |  |  | Reuse Total |  |  | Reuse Total | Benefit Total | Comments
| Region | in WRCA | [10 empty] | Types | Increasee | [11 empty] | Ex & Planned
HEARTLAND AREA TOTALS | (Northern, Tampa Bay, Hearland, Southern) | (SWUCA/NTB/CFWI) | Capacity | Flow |  |  | Flow |  | Capacity | Utilization b | Capacity | Flow |  |  | Capacity | Flow | Conservationg | I&Ih | Capacity | Flow | Treatment | Disinfection |  |  |  |  | Capacity | Utilization @ 70% | Utilization @ 70% | Benefit @ 70%
|  |  | (mgd) | (mgd) |  |  | (mgd) | (percent) | (mgd) | (mgd) | (mgd) | (mgd) |  |  | (mgd) | (mgd) | (mgd) | (mgd) | (mgd) | (mgd) |  |  | (mgd) | (percent) | (mgd) | (mgd) | (mgd) | (mgd) | (mgd) | (mgd)
Within WRCA | Heartland | 40 | 62.99 | 31.95 |  |  | 15.49 |  | 26.95 | 12.09 | 62.99 | 22.24 |  | 252950 | 26.5598 | 21.2478 | 1.917 | 0 | 87.6328 | 51.2808 |  |  |  |  | 12.02 | 24.11 | 51.2808 | 45.8357 | 33.7457 | 28.4571
Outside WRCA | Heartland | 0 | 0 | 0 |  |  | 0 |  | 0 | 0 | 0 | 0 |  | 0 | 0 | 0 | 0 | 0 | 0 | 0 |  |  |  |  | 0 | 0 | 0 | 0 | 0 | 0
Heartland Totals |  | 40 | 62.99 | 31.95 |  |  | 15.49 | 48.48% | 26.95 | 12.09 | 62.99 | 22.24 |  | 252950 | 26.5598 | 21.2478 | 1.917 | 0 | 87.6328 | 51.2808 |  |  | 39.6443 | 77.31% | 12.02 | 24.11 | 51.2808 | 45.8357 | 33.7457 | 28.4571
Total Populationm (Sewered + Septic) | [13 empty] | 276654 | [16 empty] | l
Percentage of Increase Sewered | [13 empty] | 91.43%
4-9-15 Draft
SWFWMD Reuse Inventory 2010-2035 RWSP
|  |  | Total 2010 WWTP |  | 2010 WWTP Levels |  | AWT | 2010 | 2010 Reusea |  | 2010 Disposal |  | 2010 | 2010-2035 | Projected 2035 WWTP Plant Increases (Pop Increase)f |  | Projected 2035 WWTP Reductions |  | Projected 2035 WWTPi |  | Projected 2035 WWTP Levels |  | Projected 2035 | Projected AWT % | Planned 2010 to 2020 Reusek | 2020 | Projected 2035 Reuse |  | Post 2010-2035 | Post 2010-2035
| Planning | WWTP | [5 empty] | AWT |  |  |  |  | Reuse | Population | [8 empty] | AWT |  |  | Reuse Total |  |  | Reuse Total | Benefit Total | Comments
| Region | in WRCA | [10 empty] | Types | Increasee | [11 empty] | Ex & Planned
MANATEE | (Northern, Tampa Bay, Hearland, Southern) | (SWUCA/NTB/CFWI) | Capacity | Flow | Treatment | Disinfection | Flow |  | Capacity | Utilization b | Capacity | Flow |  |  | Capacity | Flow | Conservationg | I&Ih | Capacity | Flow | Treatment | Disinfection |  |  |  |  | Capacity | Utilization @ 70% (unless noted) | Utilization @ 70% (unless noted) | Benefit @ 70% (unless noted)
|  |  | (mgd) | (mgd) |  |  | (mgd) | (percent) | (mgd) | (mgd) | (mgd) | (mgd) |  |  | (mgd) | (mgd) | (mgd) | (mgd) | (mgd) | (mgd) |  |  | (mgd) | (percent) | (mgd) | (mgd) | (mgd) | (mgd) | (mgd) | (mgd)
Domestic Wastewater Facility Name
Manatee County
Bradenton, City of | Southern | SWUCA | 9 | 4.49 | AWT | HI | 4.49 |  | 3.29 | 0.32 | 9 | 4.17 | IND, R/A/C, GC | 2063 | 0.21662 | 0.17329 | 0.2694 |  | 8.9472 | 5.8939 | AWT | Hi | 5.8939 |  | 5 | 5.32 | 5.8939 | 5.8939 | 5.5739 | 3.9017 | 1, N336, p
Manatee Co./North Regional | Southern | SWUCA | 7.5 | 4.1 | A-SEC | HI | 0 |  | 16 | 4.1 | 7.5 | 0 | AGR, R/A/C, GC,RES | 80733 | 8.477 | 6.7816 | 0.246 | 0.2 | 15.531 | 10.4356 | AWT | Hi | 10.4356 |  |  | 4.1 | 10.4356 | 10.4356 | 6.3356 | 4.4349 | *1,j, H086
Manatee Co./Southeast Regional | Southern | SWUCA | 11 | 4.8 | A-SEC | HI | 0 |  | Included in Above | 4.8 | 11 | 0 | GC, AGR,R/A/C, RES | 54026 | 5.6727 | 4.5382 | 0.288 |  | 16.3847 | 9.0502 | AWT | Hi | 9.0502 |  |  | 4.8 | 9.0502 | 9.0502 | 4.2502 | 2.9751 | *1,j, N344, N488
Manatee Co./Southwest Regional | Southern | SWUCA | 22 | 12.2 | A-SEC | HI | 0 |  | Included in Above | 6.7 | 15 | 5.5 | AGR, R/A/C, RES, GC | 9559 | 1.0037 | 0.80296 | 0.732 | 0.6 | 21.6717 | 11.671 | AWT | Hi | 11.671 |  |  | 6.7 | 11.671 | 11.671 | 4.971 | 3.4797 | *1,j, H093
Palmetto, City of | Southern | SWUCA | 2.4 | 1.23 | AWT | HI | 1.23 |  | 2.67 | 0.11 | 1.4 | 1.12 | AGR, GC, R/A/C,RES | 1836 | 0.19278 | 0.15422 | 0.0738 |  | 2.519 | 1.3104 | AWT | Hi | 1.3104 |  | 0.6 | 0.71 | 1.3104 | 0.9173 | 0.8073 | 0.56511 | 1, L608
Manatee County Subtotals | [25 empty] | 0
Within WRCA |  | 5 | 51.9 | 26.82 |  |  | 5.72 |  | 21.96 | 16.03 | 43.9 | 10.79 |  | 148217 | 15.5628 | 12.4502 | 1.6092 | 0.8 | 65.0536 | 38.361 |  |  | 38.361 |  | 5.6 | 21.63 | 38.361 | 37.9679 | 21.9379 | 15.3565
Outside WRCA |  | 0 | 0 | 0 |  |  | 0 |  | 0 | 0 | 0 | 0 |  | 0 | 0 | 0 | 0 | 0 | 0 | 0 |  |  | 0 |  | 0 | 0 | 0 | 0 | 0 | 0
County Total |  | 5 | 51.9 | 26.82 |  |  | 5.72 | 21.33% | 21.96 | 16.03 | 43.9 | 10.79 |  | 148217 | 15.5628 | 12.4502 | 1.6092 | 0.8 | 65.0536 | 38.361 |  |  | 38.361 | 100% | 5.6 | 21.63 | 38.361 | 37.9679 | 21.9379 | 15.3565
Total Populationm (Sewered + Septic) | [13 empty] | 153978 | [16 empty] | l
Percentage of Increase Sewered | [13 empty] | 96.26%
|  |  | Total 2010 WWTP |  | 2010 WWTP Levels |  | AWT | 2010 | 2010 Reusea |  | 2010 Disposal |  | 2010 | 2010-2035 | Projected 2035 WWTP Plant Increases (Pop Increase)f |  | Projected 2035 WWTP Reductions |  | Projected 2035 WWTPi |  | Projected 2035 WWTP Levels |  | Projected 2035 | Projected AWT % | Planned 2010 to 2020 Reusek | 2020 | Projected 2035 Reuse |  | Post 2010-2035 | Post 2010-2035
| Planning | WWTP | [5 empty] | AWT |  |  |  |  | Reuse | Population | [8 empty] | AWT |  |  | Reuse Total |  |  | Reuse Total | Benefit Total | Comments
| Region | in WRCA | [10 empty] | Types | Increasee | [11 empty] | Ex & Planned
SARASOTA | (Northern, Tampa Bay, Hearland, Southern) | (SWUCA/NTB/CFWI) | Capacity | Flow | Treatment | Disinfection | Flow |  | Capacity | Utilization b | Capacity | Flow |  |  | Capacity | Flow | Conservationg | I&Ih | Capacity | Flow | Treatment | Disinfection |  |  |  |  | Capacity | Utilization @ 70% (unless noted) | Utilization @ 70% (unless noted) | Benefit @ 70% (unless noted)
|  |  | (mgd) | (mgd) |  |  | (mgd) | (percent) | (mgd) | (mgd) | (mgd) | (mgd) |  |  | (mgd) | (mgd) | (mgd) | (mgd) | (mgd) | (mgd) |  |  | (mgd) | (percent) | (mgd) | (mgd) | (mgd) | (mgd) | (mgd) | (mgd)
Domestic Wastewater Facility Name
Sarasota County
Sarasota County/Aquasource – Fruitville | Southern | SWUCA | 2.5 | 1.3 | AWT | HI | 1.3 |  | 2.74 | 1.26 | 2.5 | 0.04 | GC | 3233 | 0.33947 | 0.27157 | 0.078 |  | 2.7615 | 1.4936 | AWT | Hi | 1.4936 |  | 0.23 | 1.49 | 1.4936 | 1.4936 | 0.23357 | 0.1635 | 1,j,n
Camelot Lakes | Southern | SWUCA | 0.17 | 0.1 | A-SEC | HI | 0 |  | 0.09 | 0.06 | 0.17 | 0.04 | R/A/C | 0 | 0 | 0 | 0.006 |  | 0.164 | 0.094 | AWT | Hi | 0.094 |  |  | 0.06 | 0.094 | 0.0658 | 0.0058 | 0.00406 | 1,c
North Port, City of | Southern | SWUCA | 4.4 | 1.59 | A-SEC | HI | 0 |  | 7.24 | 0.73 | 4.75 | 0.86 | GC,R/A/C, RES | 47326 | 4.9692 | 3.9754 | 0.0954 |  | 9.2738 | 5.47 | AWT | Hi | 5.47 |  | 1.96 | 2.69 | 5.47 | 3.829 | 3.099 | 2.1693 | 1,j, N084, N277, N667
Sarasota County/Bee Ridge/North | Southern | SWUCA | 8.7 | 4.83 | A-SEC | HI | 0 |  | 11.8 | 2.8 | 8.7 | 2.03 | GC, RES, R/A/C, AGR | 6467 | 0.67904 | 0.54323 | 0.2898 |  | 9.0892 | 5.0834 | AWT | Hi | 5.0834 |  |  | 2.8 | 5.0834 | 3.5584 | 0.7584 | 0.53088 | 1, K269
Sarasota County/Central County | Southern | SWUCA | 4.8 | 3.78 | AWT | HI | 3.78 |  | included in above | 2.8 | 4.87 | 0.98 | GC, RES, R/A/C, AGR | 6467 | 0.67904 | 0.54323 | 0.2268 |  | 5.2522 | 4.0964 | AWT | Hi | 4.0964 |  |  | 2.8 | 4.0964 | 2.8675 | 0.0675 | 0.04725 | 1, N381
Sarasota County/Venice Gardens | Southern | SWUCA | 2 | 1.88 | A-SEC | HI | 0 |  | 7.6 | 1.57 | 4.1 | 0.31 | GC, RES | 6467 | 0.67904 | 0.54323 | 0.1128 |  | 2.5662 | 2.3104 | AWT | Hi | 2.3104 |  |  | 1.57 | 2.3104 | 1.6173 | 0.0473 | 0.03311 | 1,j
Sarasota, City of | Southern | SWUCA | 10.2 | 6.06 | AWT | HI | 6.06 |  | 13.25 | 2.37 | 10.2 | 3.69 | GC, RES, R/A/C, AGR | 3664 | 0.38472 | 0.30778 | 0.3636 |  | 10.2211 | 6.0042 | AWT | Hi | 6.0042 |  | 2 | 4.37 | 6.0042 | 6.0042 | 3.6342 | 2.5439 | 1,j, N355
Siesta Key Utility Authority | Southern | SWUCA | 2.7 | 1.3 | AWT | HI | 1.3 |  | 0 | 0 | 2.7 | 1.3 |  | 0 | 0 | 0 | 0.078 |  | 2.622 | 1.222 | AWT | Hi | 1.222 |  |  | 0 | 1.222 | 0.8554 | 0.8554 | 0.59878 | 1,c
Venice, City of | Southern | SWUCA | 6 | 3.45 | AWT | HI | 3.45 |  | 3.22 | 2.82 | 6 | 0.63 | GC, RES, R/A/C, | 4618 | 0.48489 | 0.38791 | 0.207 |  | 6.2779 | 3.6309 | AWT | Hi | 3.6309 |  |  | 2.82 | 3.6309 | 3.6309 | 0.81091 | 0.56764 | 1,j,n, N452, N512, N604
Sarasota County Totals
Within WRCA |  | 9 | 41.47 | 24.29 |  |  | 15.89 |  | 45.94 | 14.41 | 43.99 | 9.88 |  | 78242 | 8.2154 | 6.5723 | 1.4574 | 0 | 48.228 | 29.4049 |  |  | 29.4049 |  | 4.19 | 18.6 | 29.4049 | 23.922 | 9.512 | 6.6584
Outside WRCA |  | 0 | 0 | 0 |  |  | 0 |  | 0 | 0 |  | 0 |  | 0 | 0 | 0 | 0 | 0 | 0 | 0 |  |  | 0 |  | 0 | 0 | 0 | 0 | 0 | 0
County Total |  | 9 | 41.47 | 24.29 |  |  | 15.89 | 65.42% | 45.94 | 14.41 | 43.99 | 9.88 |  | 78242 | 8.2154 | 6.5723 | 1.4574 | 0 | 48.228 | 29.4049 |  |  | 29.4049 | 100% | 4.19 | 18.6 | 29.4049 | 23.922 | 9.512 | 6.6584
Total Populationm (Sewered + Septic) | [13 empty] | 125352 | [16 empty] | l
Percentage of Increase Sewered | [13 empty] | 62.42%
4-9-15 Draft
SWFWMD Reuse Inventory 2010-2035 RWSP
|  |  | Total 2010 WWTP |  | 2010 WWTP Levels |  | AWT | 2010 | 2010 Reusea |  | 2010 Disposal |  | 2010 | 2010-2035 | Projected 2035 WWTP Plant Increases (Pop Increase)f |  | Projected 2035 WWTP Reductions |  | Projected 2035 WWTPi |  | Projected 2035 WWTP Levels |  | Projected 2035 | Projected AWT % | Planned 2010 to 2020 Reusek | 2020 | Projected 2035 Reuse |  | Post 2010-2035 | Post 2010-2035
| Planning | WWTP | [5 empty] | AWT |  |  |  |  | Reuse | Population | [8 empty] | AWT |  |  | Reuse Total |  |  | Reuse Total | Benefit Total | Comments
| Region | in WRCA | [10 empty] | Types | Increasee | [11 empty] | Ex & Planned
CHARLOTTE | (Northern, Tampa Bay, Hearland, Southern) | (SWUCA/NTB/CFWI) | Capacity | Flow | Treatment | Disinfection | Flow |  | Capacity | Utilization b | Capacity | Flow |  |  | Capacity | Flow | Conservationg | I&Ih | Capacity | Flow | Treatment | Disinfection |  |  |  |  | Capacity | Utilization @ 70% (unless noted) | Utilization @ 70% (unless noted) | Benefit @ 70% (unless noted)
|  |  | (mgd) | (mgd) |  |  | (mgd) | (percent) | (mgd) | (mgd) | (mgd) | (mgd) |  |  | (mgd) | (mgd) | (mgd) | (mgd) | (mgd) | (mgd) |  |  | (mgd) | (percent) | (mgd) | (mgd) | (mgd) | (mgd) | (mgd) | (mgd)
Domestic Wastewater Facility Name
Charlotte County
Charlotte County Utilities/Eastport | Southern | SWUCA | 6 | 4.15 | A-SEC | HI | 0 |  | 2.04 | 0.5 | 6 | 3.65 | GC, RES, R/A/C | 14936 | 1.5683 | 1.2546 | 0.249 |  | 7.3193 | 5.1556 | AWT | HI | 5.1556 |  | 2.99 | 3.49 | 5.1556 | 3.6089 | 3.1089 | 2.1763 | *1, H085, H027
Charlotte County/Rotunda West | Southern | SWUCA | 2 | 1.02 | A-SEC | HI | 0 |  | 0.76 | 0.51 | 2 | 0.51 | GC, RES | 7701 | 0.80861 | 0.64688 | 0.0612 |  | 2.7474 | 1.6057 | AWT | HI | 1.6057 |  |  | 0.51 | 1.6057 | 1.124 | 0.61398 | 0.42979 | *1
Charlotte County/West Port | Southern | SWUCA | 1.2 | 0.58 | A-SEC | HI | 0 |  | 0.76 | 0.4 | 1.2 | 0.18 | GC, R/A/C | 6091 | 0.63955 | 0.51164 | 0.0348 |  | 1.8048 | 1.0568 | AWT | HI | 1.0568 |  |  | 0.4 | 1.0568 | 0.73979 | 0.33979 | 0.23785 | *1, N556
Englewood WD | Southern | SWUCA | 3 | 1.51 | A-SEC | HI | 0 |  | 3.26 | 1.2 | 3 | 0.31 | GC, RES, R/A/C | 3983 | 0.41822 | 0.33457 | 0.0906 |  | 3.3276 | 1.754 | AWT | HI | 1.754 |  |  | 1.2 | 1.754 | 1.2278 | 0.02778 | 0.019446 | 1,j, N218
Punta Gorda, City of | Southern | SWUCA | 3.2 | 2.25 | SEC | BA | 0 |  | 0 | 0 | 3.2 | 2.25 |  | 2957 | 0.31049 | 0.24839 | 0.135 |  | 3.3755 | 2.3634 | AWT | HI | 2.3634 |  |  | 0 | 2.3634 | 1.6544 | 1.6544 | 1.1581 | 1
Riverwoods Utilities | Southern | SWUCA | 0.5 | 0.12 | A-SEC | HB | 0 |  | 0.5 | 0.11 | 0.5 | 0.01 | GC | 534 | 0.05607 | 0.044856 | 0.0072 |  | 0.54887 | 0.15766 | AWT | HI | 0.15766 |  | 0.79 | 0.9 | 0.15766 | 0.11036 | 0.0003592 | 0.00025144 | 1, N327, N346
Sandalhaven Utilities (decom 2016) | Southern | SWUCA | 0.15 | 0.09 | A-SEC | HI | 0 |  | 0.15 | 0 | 0.15 | 0.09 | GC | 1095 | 0.11497 | 0.09198 | 0.0054 |  | 0.25958 | 0.17658 | AWT | HI | 0.17658 |  |  | 0 | 0.17658 | 0.12361 | 0.12361 | 0.086524 | 1,c,n
Charlotte County/Burnt Store | Southern | SWUCA | 0.5 | 0.31 | SEC | HI | 0 |  | 0 | 0 | 0.5 | 0.31 |  | 3252 | 0.34146 | 0.27317 | 0.0186 |  | 0.82286 | 0.56457 | AWT | HI | 0.56457 |  |  | 0 | 0.56457 | 0.3952 | 0.3952 | 0.27664 | 1
Charlotte County Subtotals
Within WRCA |  | 8 | 16.55 | 10.03 |  |  | 0 |  | 7.47 | 2.72 | 16.55 | 7.31 |  | 40549 | 4.2576 | 3.4061 | 0.6018 | 0 | 20.2058 | 12.8343 |  |  | 12.8343 |  | 3.78 | 6.5 | 12.8343 | 8.984 | 6.264 | 4.3848
Outside WRCA |  | 0 | 0 | 0 |  |  | 0 |  | 0 | 0 | 0 | 0 |  | 0 | 0 |  | 0 | 0 |  | 0 |  |  | 0 |  | 0 | 0 | 0 | 0 | 0 | 0
County Total |  | 8 | 16.55 | 10.03 |  |  | 0 | 0% | 7.47 | 2.72 | 16.55 | 7.31 |  | 40549 | 4.2576 | 3.4061 | 0.6018 | 0 | 20.2058 | 12.8343 |  |  | 12.8343 | 100% | 3.78 | 6.5 | 12.8343 | 8.984 | 6.264 | 4.3848
Total Population (Sewered + Septic) | [13 empty] | 40730 | [16 empty] | l
Percentage of Increase Sewered | [13 empty] | 99.56%
|  |  | Total 2010 WWTP |  | 2010 WWTP Levels |  | AWT | 2010 | 2010 Reusea |  | 2010 Disposal |  | 2010 | 2010-2035 | Projected 2035 WWTP Plant Increases (Pop Increase)f |  | Projected 2035 WWTP Reductions |  | Projected 2035 WWTPi |  | Projected 2035 WWTP Levels |  | Projected 2035 | Projected AWT % | Planned 2010 to 2020 Reusek | 2020 | Projected 2035 Reuse |  | Post 2010-2035 | Post 2010-2035
| Planning | WWTP | [5 empty] | AWT |  |  |  |  | Reuse | Population | [8 empty] | AWT |  |  | Reuse Total |  |  | Reuse Total | Benefit Total | Comments
| Region | in WRCA | [10 empty] | Types | Increasee | [11 empty] | Ex & Planned
DESOTO | (Northern, Tampa Bay, Hearland, Southern) | (SWUCA/NTB/CFWI) | Capacity | Flow | Treatment | Disinfection | Flow |  | Capacity | Utilization b | Capacity | Flow |  |  | Capacity | Flow | Conservationg | I&Ih | Capacity | Flow | Treatment | Disinfection |  |  |  |  | Capacity | Utilization @ 70% (unless noted) | Utilization @ 70% (unless noted) | Benefit @ 70% (unless noted)
|  |  | (mgd) | (mgd) |  |  | (mgd) | (percent) | (mgd) | (mgd) | (mgd) | (mgd) |  |  | (mgd) | (mgd) | (mgd) | (mgd) | (mgd) | (mgd) |  |  | (mgd) | (percent) | (mgd) | (mgd) | (mgd) | (mgd) | (mgd) | (mgd)
Domestic Wastewater Facility Name
DeSoto County
Arcadia (William Tyson Plant) | Southern | SWUCA | 2 | 1.05 | AWT | HI | 1.05 |  | 1.69 | 0.73 | 2 | 0.32 | GC, AGR, R/A/C | 431 | 0.045255 | 0.036204 | 0.063 |  | 1.9823 | 1.0232 | AWT | Hi | 1.0232 |  |  | 0.73 | 1.0232 | 0.81856 | 0.088563 | 0.061994 | 1,j
DeSoto Correctional Institution | Southern | SWUCA | 0.5 | 0.31 | SEC | BA | 0 |  | 0 | 0 | 0.5 | 0.31 |  |  | 0 | 0 | 0.0186 |  | 0.4814 | 0.2914 | A-SEC | Hi |  |  |  | 0 | 0.2914 | 0.20398 | 0.20398 | 0.14279 | 1,c
Lake Suzy WWTF | Southern | SWUCA | 0.09 | 0.06 | SEC | BA | 0 |  | 0 | 0 | 0.09 | 0.06 |  | 44 | 0.00462 | 0.003696 | 0.0036 |  | 0.09102 | 0.060096 | A-SEC | Hi |  |  |  | 0 | 0.060096 | 0.042067 | 0.042067 | 0.029447 | 1,c
Desoto Co WWTF | Southern | SWUCA | 0.75 | 0.15 | SEC | BA | 0 |  | 0 | 0 | 0.75 | 0.15 |  | 201 | 0.021105 | 0.016884 | 0.009 |  | 0.76211 | 0.15788 | A-SEC | Hi |  |  |  | 0 | 0.15788 | 0.11052 | 0.11052 | 0.077363 | 1,c
DeSoto County Subtotals
Within WRCA |  | 4 | 3.34 | 1.57 |  |  | 1.05 |  | 1.69 | 0.73 | 3.34 | 5.04 |  | 676 | 0.07098 | 0.056784 | 0.0942 | 0 | 3.3168 | 1.5326 |  |  | 1.0232 |  | 0 | 0.73 | 1.5326 | 1.1751 | 0.44513 | 0.31159
Outside WRCA |  | 0 | 0 | 0 |  |  | 0 |  | 0 | 0 | 0 | 0 |  | 0 | 0 | 0 | 0 | 0 | 0 | 0 |  |  | 0 |  | 0 | 0 | 0 | 0 | 0 | 0
County Total |  | 4 | 3.34 | 1.57 |  |  | 1.05 | 66.88% | 1.69 | 0.73 | 3.34 | 5.04 |  | 676 | 0.07098 | 0.056784 | 0.0942 | 0 | 3.3168 | 1.5326 |  |  | 1.0232 | 66.76% | 0 | 0.73 | 1.5326 | 1.1751 | 0.44513 | 0.31159
Total Populationm (Sewered + Septic) | [13 empty] | 4146 | [16 empty] | l
Percentage of Increase Sewered | [13 empty] | 16.3%
|  |  | Total 2010 WWTP |  | 2010 WWTP Levels |  | AWT | 2010 | 2010 Reusea |  | 2010 Disposal |  | 2010 | 2010-2035 | Projected 2035 WWTP Plant Increases (Pop Increase)f |  | Projected 2035 WWTP Reductions |  | Projected 2035 WWTPi |  | Projected 2035 WWTP Levels |  | Projected 2035 | Projected AWT % | Planned 2010 to 2020 Reusek | 2020 | Projected 2035 Reuse |  | Post 2010-2035 | Post 2010-2035
| Planning | WWTP | [5 empty] | AWT |  |  |  |  | Reuse | Population | [8 empty] | AWT |  |  | Reuse Total |  |  | Reuse Total | Benefit Total | Comments
| Region | in WRCA | [10 empty] | Types | Increasee | [11 empty] | Ex & Planned
SOUTHERN AREA TOTALS | (Northern, Tampa Bay, Hearland, Southern) | (SWUCA/NTB/CFWI) | Capacity | Flow |  |  | Flow |  | Capacity | Utilization b | Capacity | Flow |  |  | Capacity | Flow | Conservationg | I&Ih | Capacity | Flow | Treatment | Disinfection |  |  |  |  | Capacity | Utilization @ 70% | Utilization @ 70% | Benefit @ 70%
|  |  | (mgd) | (mgd) |  |  | (mgd) | (percent) | (mgd) | (mgd) | (mgd) | (mgd) |  |  | (mgd) | (mgd) | (mgd) | (mgd) | (mgd) | (mgd) |  |  | (mgd) | (percent) | (mgd) | (mgd) | (mgd) | (mgd) | (mgd) | (mgd)
Within WRCA | Southern | 26 | 113.26 | 62.71 |  |  | 22.66 |  | 77.06 | 33.89 | 107.78 | 33.02 |  | 267684 | 28.1068 | 22.4855 | 3.7626 | 0.8 | 136.8042 | 82.1329 |  |  | 81.6235 |  | 13.57 | 47.46 | 82.1329 | 72.0491 | 38.1591 | 26.7114
Outside WRCA | Southern | 0 | 0 | 0 |  |  | 0 |  | 0 | 0 | 0 | 0 |  | 0 | 0 | 0 | 0 | 0 | 0 | 0 |  |  | 0 |  | 0 | 0 | 0 | 0 | 0 | 0
Southern Totals |  | 26 | 113.26 | 62.71 |  |  | 22.66 | 36.13% | 77.06 | 33.89 | 107.78 | 33.02 |  | 267684 | 28.1068 | 22.4855 | 3.7626 | 0.8 | 136.8042 | 82.1329 |  |  | 81.6235 | 99.38% | 13.57 | 47.46 | 82.1329 | 72.0491 | 38.1591 | 26.7114
Total Populationm (Sewered + Septic) | [13 empty] | 324206 | [16 empty] | l
Percentage of Increase Sewered | [13 empty] | 82.57%
SWFWMD Reuse Inventory 2010-2035 RWSP
4-9-15 Draft
|  |  | Total 2010 WWTP |  | 2010 WWTP Levels |  | AWT | 2010 | 2010 Reusea |  | 2010 Disposal |  | 2010 | 2010-2035 | Projected 2035 WWTP Plant Increases (Pop Increase)f |  | Projected 2035 WWTP Reductions |  | Projected 2035 WWTPi |  | Projected 2035 WWTP Levels |  | Projected 2035 | Projected AWT % | Planned 2010 to 2020 Reusek | 2020 | Projected 2035 Reuse |  | Post 2010-2035 | Post 2010-2035
| Planning | WWTP | [5 empty] | AWT |  |  |  |  | Reuse | Population | [8 empty] | AWT |  |  | Reuse Total |  |  | Reuse Total | Benefit Total | Comments
| Region | in WRCA | [10 empty] | Types | Increasee | [11 empty] | Ex & Planned
DISTRICT-WIDE TOTALS | (Northern, Tampa Bay, Hearland, Southern) | (SWUCA/NTB/CFWI) | Capacity | Flow |  |  | Flow |  | Capacity | Utilization b | Capacity | Flow |  |  | Capacity | Flow | Conservationg | I&Ih | Capacity | Flow | Treatment | Disinfection |  |  |  |  | Capacity | Utilization @ 70% | Utilization @ 70% | Benefit @ 70%
|  |  | (mgd) | (mgd) |  |  | (mgd) | (percent) | (mgd) | (mgd) | (mgd) | (mgd) |  |  | (mgd) | (mgd) | (mgd) | (mgd) | (mgd) | (mgd) |  |  | (mgd) | (percent) | (mgd) | (mgd) | (mgd) | (mgd) | (mgd) | (mgd)
Within WRCA |  | 112 | 551.71 | 320.3 |  |  | 193.18 |  | 324.22 | 137.34 | 576.01 | 193.89 |  | 1078185 | 113.2094 | 90.5675 | 19.438 | 11.8 | 633.6814 | 381.1295 |  |  | 291.4445 |  | 37.24 | 171.44 | 383.4779 | 293.9433 | 156.6033 | 114.9088
Outside WRCA |  | 32 | 33.78 | 16.84 |  |  | 0 |  | 25.88 | 9.04 | 33.78 | 8.07 |  | 176555 | 18.5383 | 14.8306 | 1.1884 | 0.25 | 50.6341 | 30.1664 |  |  | 29.981 |  | 5.92 | 14.85 | 31.2429 | 23.776 | 14.846 | 10.6502
District-wide Totals |  | 144 | 585.49 | 337.14 |  |  | 193.18 | 57.3% | 350.1 | 146.38 | 609.79 | 201.96 |  | 1254740 | 131.7477 | 105.3982 | 20.6264 | 12.05 | 684.3155 | 411.296 |  |  | 321.4255 | 78.15% | 43.16 | 186.29 | 414.7208 | 317.7193 | 171.4493 | 125.5589
Total Populationm (Sewered + Septic) | [13 empty] | 1747986 | [16 empty] | l
Percentage of Increase Sewered | [13 empty] | 71.78%
SWFWMD Reuse Inventory 2010-2035 RWSP
KEY 4-9-15 Draft
* Indicates that the reclaimed water system is regionalized and receives water from the plants listed directly below with an "included with above" designation
Blank Space = No data available
Y = Yes
N = No
Included with above/below = Indicates that flow goes to the regionalized system designated with an asterisk and listed above.
RES = Single family residential customers
R/A/C = Recreational, aesthetic irrigation, and commercial irrigation including multi-family property irrigation.
GC = Golf course irrigation.
IND = Industrial uses including but not limited to cooling towers and process water.
NAT = Natural system restoration uses including but not limited to downstream augmentation, wetlands creation or augmentation, recharge, and upland restoration.
AGR = Agricultural uses
AWT = Advanced Wastewater Treatment
A-SEC = Advanced Secondary wastewater treatment
HI = High level disinfection
HB = High level and Basic level disinfection
IM = Intermediate level disinfection
BA = Basic level disinfection
SWUCA = Southern Water Use Caution Area
NTB = Nothern Tampa Bay Area
CFCA= Central Florida Caution Area
Planning Areas= Northern, Tampa Bay, Heartland, and Southern
COMMENTS
1 = Data obtained from the FDEP 2010 Reuse Inventory, FDEP 2011. (some systems outside District send flows into District)
a = Portions of the reuse system have or are being designed/constructed under the District Cooperative Funding Initiative program.
b = The District does not consider most Rapid Infiltration Basins (RIBs), some "At Treatment Plant" uses, Sprayfields, or some OTHER uses as beneficial reuse.
c = Utility has not recieved any SWFWMD reclaimed water related funding.
d = To Be Decommissioned
e = Data Derived through draft SWFWMD 2015 RWSP sewer system population increase estimate (based upon BEBR, 2013 Statistics), note: Actual 2030 flows for individual treatment plants may vary, based upon actual development within individual service areas.
f = Projected data is actual 2010 WWTP Capacity and Flows plus anticipated flows from projected population increase (@84 gpdpp). Estimates of 84gpdpp wwtp from 69.3 gpdpp residential average (Vickers, 2001) plus 14.7 gpdpp estimates of average per person business and industry wastewater inputs (Reiss, 2009), and CFWI 2013 Draft Report.
g = Data estimated at 6% percent average wastewater reductions from 2010 baseline due to potential indoor water conservation and resulting sewer flow reductions
h = Data obtained through 2014 SWFWMD survey of individual utilities Inflow and Infiltration reduction programs (I&I)
i = Projected data is actual 2010 WWTP Capacity and Flows plus anticipated flows from projected projected population increases, minus decreases from I&I and indoor conservation
j = Data obtained through draft SWFWMD/Utility Planned and Under Construction Reclaimed Water Database
k - Additional 2010-2020 reuse development may occur in systems, however the amounts listed are known and funded as of 2015.
l - Additional 2010-2035 population increase including residents which are sewered (wwtps and package plants) and septic systems.
m= The Town of Dundee will need to sewer all x of the projected population increase, plus retrofit y single family homes from septic to sewer to obtain the Z mgd of reuse indentified by the Town.
n= Projected utilization and or offsets higher than 70%.
o=Projected population & wwtp flows per 2013 CFWI estimates
"Letter followed by 3 digit number"= District Co-funding project
p=modified projections based upon updated actual data
q= includes 0.14 mgd environmental enhancement at oak hill
Southwest Florida Water Management District Page 28