## INSTRUCTIONS
Southwest Florida Water Management District Water Audit Tool
INSTRUCTIONS:
This spreadsheet is a basic water-balance audit tool for use in conducting a water audit of a public water supply utility.
The cells in this tool are color-coded to aid the user.
| INPUT | Green Cells are Required Inputs.
| INPUT | Blue Cells are Optional Inputs.
Fill these out if the pertain to your utility. Otherwise enter "0."
| OUTPUT | Orange cells are calculated values (Outputs). Do not enter data in Orange cells.
STEPS:
1) Fill out the Raw Source Water Production sheet (Sheet 1). Fill out a section for each production meter at a well or surface intake.
2) Fill out the water use data on Sheet 2. This data is related to imports, exports, water sales, and utility water uses.
3) Once Sheets 1 and 2 are completed, a summary of the system water balance is provided on the Summary Tab (Sheet 3).
4) Sheet 4 provides Utility Performance tools. These are based on AWWA methods, and provide the utility with a way assess the value of water loss.
For any questions, please contact Kaitlyn Maze, Economist, in the SWFWMD Water Supply Section at 1-352-269-6839 or Kaitlyn.Maze@WaterMatters.org

## Step 1-Raw Water Production
Southwest Florida Water Management District Water Audit Tool
RAW SOURCE WATER PRODUCTION WORKSHEET - Page 1
1) Fill out the raw water production for the audit period for each well (or surface water withdrawal).
2) Use a the results of a meter accuracy test to adjust each withdrawal meter for meter error.
3) If meter accuracy is unknown, use 0% for meter error.
RAW WATER PRODUCTION SUMMARY
TOTAL RAW SOURCE WATER PRODUCTION (UNADJUSTED): |  | 0 | Gallons
PRODUCTION METER INACCURACIES |  | 0 | Gallons
TOTAL RAW SOURCE WATER PRODUCTION (CORRECTED) |  | 0 | Gallons
SOURCE WATER PRODUCTION METER #1
Meter ID: |  |  |  | Record the Well Name, Meter ID, etc.
| Well Name/ Meter Brand (Manufacturer) / Serial No. | SWFWMD DID#
Final Meter Reading (At End of Audit Period). |  | 0 | Gallons | The final meter reading is the reading at the conclusion of the audit period.
Preliminary Meter Reading (At Start of Audit Period): |  | 0 | Gallons | The preliminary meter reading is the reading at the beginning of the audit period.
Uncorrected Total Water Supply: |  | 0 | Gallons
Percentage (%) Error for Source Meter Inaccuracy: |  | 0 | % | The percentage adjustment, based on a meter accuracy test. For example, if a meter test proves the meter is over-registering by 5.5%, enter 5.5 to indicate that the meter is reading high.
Corrected Total Production for This Meter: |  | 0 | Gallons
ADDITIONAL SOURCE WATER PRODUCTION METERS
Note: Use the remaining portion of Form 5 only if more than one (1) source meter is being used in the water audit. If only one (1) meter exists, the remaining entries on Form 5 are not applicable.
Meter ID: |  |  |  | Record the Well Name, Meter ID, etc.
| Well Name/ Meter Brand (Manufacturer) / Serial No. | SWFWMD DID#
Final Meter Reading (At End of Audit Period). |  | 0 | Gallons | The final meter reading is the reading at the conclusion of the audit period.
Preliminary Meter Reading (At Start of Audit Period): |  | 0 | Gallons | The preliminary meter reading is the reading at the beginning of the audit period.
Uncorrected Total Water Supply: |  | 0 | Gallons
Percentage (%) Error for Source Meter Inaccuracy: |  | 0 | % | The percentage adjustment, based on a meter accuracy test. For example, if a meter test proves the meter is over-registering by 5.5%, enter 5.5 to indicate that the meter is reading high.
Corrected Total Production for This Meter: |  | 0 | Gallons
RAW SOURCE WATER PRODUCTION WORKSHEET - Page 2
ADDITIONAL SOURCE WATER PRODUCTION METERS
Meter ID:
| Well Name/ Meter Brand (Manufacturer) / Serial No. | SWFWMD DID#
Final Meter Reading (At End of Audit Period). |  |  | Gallons
Preliminary Meter Reading (At Start of Audit Period): |  | 0 | Gallons
Uncorrected Total Water Supply: |  | 0 | Gallons
Percentage (%) Error for Source Meter Inaccuracy: |  | 0 | %
Corrected Total Production for This Meter: |  | 0 | Gallons
Meter ID:
| Well Name/ Meter Brand (Manufacturer) / Serial No. | SWFWMD DID#
Final Meter Reading (At End of Audit Period). |  |  | Gallons
Preliminary Meter Reading (At Start of Audit Period): |  | 0 | Gallons
Uncorrected Total Water Supply: |  | 0 | Gallons
Percentage (%) Error for Source Meter Inaccuracy: |  | 0 | %
Corrected Total Production for This Meter: |  | 0 | Gallons
Meter ID:
| Well Name/ Meter Brand (Manufacturer) / Serial No. | SWFWMD DID#
Final Meter Reading (At End of Audit Period). |  | 0 | Gallons
Preliminary Meter Reading (At Start of Audit Period): |  | 0 | Gallons
Uncorrected Total Water Supply: |  | 0 | Gallons
Percentage (%) Error for Source Meter Inaccuracy: |  | 0 | %
Corrected Total Production for This Meter: |  | 0 | Gallons
RAW SOURCE WATER PRODUCTION WORKSHEET - Page 3
LINE | ITEM | QUANTITY *
ADDITIONAL SOURCE WATER PRODUCTION METERS
Meter ID:
| Well Name/ Meter Brand (Manufacturer) / Serial No. | SWFWMD DID#
Final Meter Reading (At End of Audit Period). |  | 0 | Gallons
Preliminary Meter Reading (At Start of Audit Period): |  | 0 | Gallons
Uncorrected Total Water Supply: |  | 0 | Gallons
Percentage (%) Error for Source Meter Inaccuracy: |  | 0 | %
Corrected Total Production for This Meter: |  | 0 | Gallons
Meter ID:
| Well Name/ Meter Brand (Manufacturer) / Serial No. | SWFWMD DID#
Final Meter Reading (At End of Audit Period). |  | 0 | Gallons
Preliminary Meter Reading (At Start of Audit Period): |  | 0 | Gallons
Uncorrected Total Water Supply: |  | 0 | Gallons
Percentage (%) Error for Source Meter Inaccuracy: |  | 0 | %
Corrected Total Production for This Meter: |  | 0 | Gallons
Meter ID:
| Well Name/ Meter Brand (Manufacturer) / Serial No. | SWFWMD DID#
Final Meter Reading (At End of Audit Period). |  | 0 | Gallons
Preliminary Meter Reading (At Start of Audit Period): |  | 0 | Gallons
Uncorrected Total Water Supply: |  | 0 | Gallons
Percentage (%) Error for Source Meter Inaccuracy: |  | 0 | %
Corrected Total Production for This Meter: |  | 0 | Gallons
RAW SOURCE WATER PRODUCTION WORKSHEET - Page 4
LINE | ITEM | QUANTITY *
ADDITIONAL SOURCE WATER PRODUCTION METERS
Meter ID:
| Well Name/ Meter Brand (Manufacturer) / Serial No. | SWFWMD DID#
Final Meter Reading (At End of Audit Period). |  | 0 | Gallons
Preliminary Meter Reading (At Start of Audit Period): |  | 0 | Gallons
Uncorrected Total Water Supply: |  | 0 | Gallons
Percentage (%) Error for Source Meter Inaccuracy: |  | 0 | %
Corrected Total Production for This Meter: |  | 0 | Gallons
Meter ID:
| Well Name/ Meter Brand (Manufacturer) / Serial No. | SWFWMD DID#
Final Meter Reading (At End of Audit Period). |  | 0 | Gallons
Preliminary Meter Reading (At Start of Audit Period): |  | 0 | Gallons
Uncorrected Total Water Supply: |  | 0 | Gallons
Percentage (%) Error for Source Meter Inaccuracy: |  | 0 | %
Corrected Total Production for This Meter: |  | 0 | Gallons
Meter ID:
| Well Name/ Meter Brand (Manufacturer) / Serial No. | SWFWMD DID#
Final Meter Reading (At End of Audit Period). |  | 0 | Gallons
Preliminary Meter Reading (At Start of Audit Period): |  | 0 | Gallons
Uncorrected Total Water Supply: |  | 0 | Gallons
Percentage (%) Error for Source Meter Inaccuracy: |  | 0 | %
Corrected Total Production for This Meter: |  | 0 | Gallons
RAW SOURCE WATER PRODUCTION WORKSHEET - Page 5
LINE | ITEM | QUANTITY *
ADDITIONAL SOURCE WATER PRODUCTION METERS
Meter ID:
| Well Name/ Meter Brand (Manufacturer) / Serial No. | SWFWMD DID#
Final Meter Reading (At End of Audit Period). |  | 0 | Gallons
Preliminary Meter Reading (At Start of Audit Period): |  | 0 | Gallons
Uncorrected Total Water Supply: |  | 0 | Gallons
Percentage (%) Error for Source Meter Inaccuracy: |  | 0 | %
Corrected Total Production for This Meter: |  | 0 | Gallons
Meter ID:
| Well Name/ Meter Brand (Manufacturer) / Serial No. | SWFWMD DID#
Final Meter Reading (At End of Audit Period). |  | 0 | Gallons
Preliminary Meter Reading (At Start of Audit Period): |  | 0 | Gallons
Uncorrected Total Water Supply: |  | 0 | Gallons
Percentage (%) Error for Source Meter Inaccuracy: |  | 0 | %
Corrected Total Production for This Meter: |  | 0 | Gallons
Meter ID:
| Well Name/ Meter Brand (Manufacturer) / Serial No. | SWFWMD DID#
Final Meter Reading (At End of Audit Period). |  | 0 | Gallons
Preliminary Meter Reading (At Start of Audit Period): |  | 0 | Gallons
Uncorrected Total Water Supply: |  | 0 | Gallons
Percentage (%) Error for Source Meter Inaccuracy: |  | 0 | %
Corrected Total Production for This Meter: |  | 0 | Gallons
RAW SOURCE WATER PRODUCTION WORKSHEET - Page 6
LINE | ITEM | QUANTITY *
ADDITIONAL SOURCE WATER PRODUCTION METERS
Meter ID:
| Well Name/ Meter Brand (Manufacturer) / Serial No. | SWFWMD DID#
Final Meter Reading (At End of Audit Period). |  | 0 | Gallons
Preliminary Meter Reading (At Start of Audit Period): |  | 0 | Gallons
Uncorrected Total Water Supply: |  | 0 | Gallons
Percentage (%) Error for Source Meter Inaccuracy: |  | 0 | %
Corrected Total Production for This Meter: |  | 0 | Gallons
Meter ID:
| Well Name/ Meter Brand (Manufacturer) / Serial No. | SWFWMD DID#
Final Meter Reading (At End of Audit Period). |  | 0 | Gallons
Preliminary Meter Reading (At Start of Audit Period): |  | 0 | Gallons
Uncorrected Total Water Supply: |  | 0 | Gallons
Percentage (%) Error for Source Meter Inaccuracy: |  | 0 | %
Corrected Total Production for This Meter: |  | 0 | Gallons
Meter ID:
| Well Name/ Meter Brand (Manufacturer) / Serial No. | SWFWMD DID#
Final Meter Reading (At End of Audit Period). |  | 0 | Gallons
Preliminary Meter Reading (At Start of Audit Period): |  | 0 | Gallons
Uncorrected Total Water Supply: |  | 0 | Gallons
Percentage (%) Error for Source Meter Inaccuracy: |  | 0 | %
Corrected Total Production for This Meter: |  | 0 | Gallons
RAW SOURCE WATER PRODUCTION WORKSHEET - Page 6
LINE | ITEM | QUANTITY *
ADDITIONAL SOURCE WATER PRODUCTION METERS
Meter ID:
| Well Name/ Meter Brand (Manufacturer) / Serial No. | SWFWMD DID#
Final Meter Reading (At End of Audit Period). |  | 0 | Gallons
Preliminary Meter Reading (At Start of Audit Period): |  | 0 | Gallons
Uncorrected Total Water Supply: |  | 0 | Gallons
Percentage (%) Error for Source Meter Inaccuracy: |  | 0 | %
Corrected Total Production for This Meter: |  | 0 | Gallons
Meter ID:
| Well Name/ Meter Brand (Manufacturer) / Serial No. | SWFWMD DID#
Final Meter Reading (At End of Audit Period). |  | 0 | Gallons
Preliminary Meter Reading (At Start of Audit Period): |  | 0 | Gallons
Uncorrected Total Water Supply: |  | 0 | Gallons
Percentage (%) Error for Source Meter Inaccuracy: |  | 0 | %
Corrected Total Production for This Meter: |  | 0 | Gallons
Meter ID:
| Well Name/ Meter Brand (Manufacturer) / Serial No. | SWFWMD DID#
Final Meter Reading (At End of Audit Period). |  | 0 | Gallons
Preliminary Meter Reading (At Start of Audit Period): |  | 0 | Gallons
Uncorrected Total Water Supply: |  | 0 | Gallons
Percentage (%) Error for Source Meter Inaccuracy: |  | 0 | %
Corrected Total Production for This Meter: |  | 0 | Gallons
RAW SOURCE WATER PRODUCTION WORKSHEET - Page 7
LINE | ITEM | QUANTITY *
ADDITIONAL SOURCE WATER PRODUCTION METERS
Meter ID:
| Well Name/ Meter Brand (Manufacturer) / Serial No. | SWFWMD DID#
Final Meter Reading (At End of Audit Period). |  | 0 | Gallons
Preliminary Meter Reading (At Start of Audit Period): |  | 0 | Gallons
Uncorrected Total Water Supply: |  | 0 | Gallons
Percentage (%) Error for Source Meter Inaccuracy: |  | 0 | %
Corrected Total Production for This Meter: |  | 0 | Gallons
Meter ID:
| Well Name/ Meter Brand (Manufacturer) / Serial No. | SWFWMD DID#
Final Meter Reading (At End of Audit Period). |  | 0 | Gallons
Preliminary Meter Reading (At Start of Audit Period): |  | 0 | Gallons
Uncorrected Total Water Supply: |  | 0 | Gallons
Percentage (%) Error for Source Meter Inaccuracy: |  | 0 | %
Corrected Total Production for This Meter: |  | 0 | Gallons
Meter ID:
| Well Name/ Meter Brand (Manufacturer) / Serial No. | SWFWMD DID#
Final Meter Reading (At End of Audit Period). |  | 0 | Gallons
Preliminary Meter Reading (At Start of Audit Period): |  | 0 | Gallons
Uncorrected Total Water Supply: |  | 0 | Gallons
Percentage (%) Error for Source Meter Inaccuracy: |  | 0 | %
Corrected Total Production for This Meter: |  | 0 | Gallons
RAW SOURCE WATER PRODUCTION WORKSHEET - Page 8
LINE | ITEM | QUANTITY *
ADDITIONAL SOURCE WATER PRODUCTION METERS
Meter ID:
| Well Name/ Meter Brand (Manufacturer) / Serial No. | SWFWMD DID#
Final Meter Reading (At End of Audit Period). |  | 0 | Gallons
Preliminary Meter Reading (At Start of Audit Period): |  | 0 | Gallons
Uncorrected Total Water Supply: |  | 0 | Gallons
Percentage (%) Error for Source Meter Inaccuracy: |  | 0 | %
Corrected Total Production for This Meter: |  | 0 | Gallons
Meter ID:
| Well Name/ Meter Brand (Manufacturer) / Serial No. | SWFWMD DID#
Final Meter Reading (At End of Audit Period). |  | 0 | Gallons
Preliminary Meter Reading (At Start of Audit Period): |  | 0 | Gallons
Uncorrected Total Water Supply: |  | 0 | Gallons
Percentage (%) Error for Source Meter Inaccuracy: |  | 0 | %
Corrected Total Production for This Meter: |  | 0 | Gallons
Meter ID:
| Well Name/ Meter Brand (Manufacturer) / Serial No. | SWFWMD DID#
Final Meter Reading (At End of Audit Period). |  | 0 | Gallons
Preliminary Meter Reading (At Start of Audit Period): |  | 0 | Gallons
Uncorrected Total Water Supply: |  | 0 | Gallons
Percentage (%) Error for Source Meter Inaccuracy: |  | 0 | %
Corrected Total Production for This Meter: |  | 0 | Gallons
RAW SOURCE WATER PRODUCTION WORKSHEET - Page 9
LINE | ITEM | QUANTITY *
ADDITIONAL SOURCE WATER PRODUCTION METERS
Meter ID:
| Well Name/ Meter Brand (Manufacturer) / Serial No. | SWFWMD DID#
Final Meter Reading (At End of Audit Period). |  | 0 | Gallons
Preliminary Meter Reading (At Start of Audit Period): |  | 0 | Gallons
Uncorrected Total Water Supply: |  | 0 | Gallons
Percentage (%) Error for Source Meter Inaccuracy: |  | 0 | %
Corrected Total Production for This Meter: |  | 0 | Gallons
Meter ID:
| Well Name/ Meter Brand (Manufacturer) / Serial No. | SWFWMD DID#
Final Meter Reading (At End of Audit Period). |  | 0 | Gallons
Preliminary Meter Reading (At Start of Audit Period): |  | 0 | Gallons
Uncorrected Total Water Supply: |  | 0 | Gallons
Percentage (%) Error for Source Meter Inaccuracy: |  | 0 | %
Corrected Total Production for This Meter: |  | 0 | Gallons
Meter ID:
| Well Name/ Meter Brand (Manufacturer) / Serial No. | SWFWMD DID#
Final Meter Reading (At End of Audit Period). |  | 0 | Gallons
Preliminary Meter Reading (At Start of Audit Period): |  | 0 | Gallons
Uncorrected Total Water Supply: |  | 0 | Gallons
Percentage (%) Error for Source Meter Inaccuracy: |  | 0 | %
Corrected Total Production for This Meter: |  | 0 | Gallons
RAW SOURCE WATER PRODUCTION WORKSHEET - Page 10
LINE | ITEM | QUANTITY *
ADDITIONAL SOURCE WATER PRODUCTION METERS
Meter ID:
| Well Name/ Meter Brand (Manufacturer) / Serial No. | SWFWMD DID#
Final Meter Reading (At End of Audit Period). |  | 0 | Gallons
Preliminary Meter Reading (At Start of Audit Period): |  | 0 | Gallons
Uncorrected Total Water Supply: |  | 0 | Gallons
Percentage (%) Error for Source Meter Inaccuracy: |  | 0 | %
Corrected Total Production for This Meter: |  | 0 | Gallons
Meter ID:
| Well Name/ Meter Brand (Manufacturer) / Serial No. | SWFWMD DID#
Final Meter Reading (At End of Audit Period). |  | 0 | Gallons
Preliminary Meter Reading (At Start of Audit Period): |  | 0 | Gallons
Uncorrected Total Water Supply: |  | 0 | Gallons
Percentage (%) Error for Source Meter Inaccuracy: |  | 0 | %
Corrected Total Production for This Meter: |  | 0 | Gallons
Meter ID:
| Well Name/ Meter Brand (Manufacturer) / Serial No. | SWFWMD DID#
Final Meter Reading (At End of Audit Period). |  | 0 | Gallons
Preliminary Meter Reading (At Start of Audit Period): |  | 0 | Gallons
Uncorrected Total Water Supply: |  | 0 | Gallons
Percentage (%) Error for Source Meter Inaccuracy: |  | 0 | %
Corrected Total Production for This Meter: |  | 0 | Gallons
RAW SOURCE WATER PRODUCTION WORKSHEET - Page 11
LINE | ITEM | QUANTITY *
ADDITIONAL SOURCE WATER PRODUCTION METERS
Meter ID:
| Well Name/ Meter Brand (Manufacturer) / Serial No. | SWFWMD DID#
Final Meter Reading (At End of Audit Period). |  | 0 | Gallons
Preliminary Meter Reading (At Start of Audit Period): |  | 0 | Gallons
Uncorrected Total Water Supply: |  | 0 | Gallons
Percentage (%) Error for Source Meter Inaccuracy: |  | 0 | %
Corrected Total Production for This Meter: |  | 0 | Gallons
Meter ID:
| Well Name/ Meter Brand (Manufacturer) / Serial No. | SWFWMD DID#
Final Meter Reading (At End of Audit Period). |  | 0 | Gallons
Preliminary Meter Reading (At Start of Audit Period): |  | 0 | Gallons
Uncorrected Total Water Supply: |  | 0 | Gallons
Percentage (%) Error for Source Meter Inaccuracy: |  | 0 | %
Corrected Total Production for This Meter: |  | 0 | Gallons
Meter ID:
| Well Name/ Meter Brand (Manufacturer) / Serial No. | SWFWMD DID#
Final Meter Reading (At End of Audit Period). |  | 0 | Gallons
Preliminary Meter Reading (At Start of Audit Period): |  | 0 | Gallons
Uncorrected Total Water Supply: |  | 0 | Gallons
Percentage (%) Error for Source Meter Inaccuracy: |  | 0 | %
Corrected Total Production for This Meter: |  | 0 | Gallons
RAW SOURCE WATER PRODUCTION WORKSHEET - Page 12
LINE | ITEM | QUANTITY *
ADDITIONAL SOURCE WATER PRODUCTION METERS
Meter ID:
| Well Name/ Meter Brand (Manufacturer) / Serial No. | SWFWMD DID#
Final Meter Reading (At End of Audit Period). |  | 0 | Gallons
Preliminary Meter Reading (At Start of Audit Period): |  | 0 | Gallons
Uncorrected Total Water Supply: |  | 0 | Gallons
Percentage (%) Error for Source Meter Inaccuracy: |  | 0 | %
Corrected Total Production for This Meter: |  | 0 | Gallons
Meter ID:
| Well Name/ Meter Brand (Manufacturer) / Serial No. | SWFWMD DID#
Final Meter Reading (At End of Audit Period). |  | 0 | Gallons
Preliminary Meter Reading (At Start of Audit Period): |  | 0 | Gallons
Uncorrected Total Water Supply: |  | 0 | Gallons
Percentage (%) Error for Source Meter Inaccuracy: |  | 0 | %
Corrected Total Production for This Meter: |  | 0 | Gallons
Meter ID:
| Well Name/ Meter Brand (Manufacturer) / Serial No. | SWFWMD DID#
Final Meter Reading (At End of Audit Period). |  | 0 | Gallons
Preliminary Meter Reading (At Start of Audit Period): |  | 0 | Gallons
Uncorrected Total Water Supply: |  | 0 | Gallons
Percentage (%) Error for Source Meter Inaccuracy: |  | 0 | %
Corrected Total Production for This Meter: |  | 0 | Gallons

## Step 2- Water Uses
Southwest Florida Water Management District Water Audit Tool
PAGE 1
Name of Permittee:
Water Use Permit #:
Report Date:
Audit Period:
| Unit of Measure Used Throughout Worksheet (Gallons, MGal, etc.) : | Gallons |  | Change only if using Unit of Measure other than Gallons
(Change if using Unit of Measure other than Gallons)
PAGE 2
TOTAL SYSTEM WATER SUPPLY
Total Raw Source Water Production (Summarized from Step 1)
| Total Raw Source Water Production (Unadjusted) | 0 | Gallons
| Apparent Water Losses: Production Meter Inaccuracies | 0 | Gallons
| Total Raw Water Production (Corrected): | 0 | Gallons
Water Imported:
| Total Metered Water Imports: | 0 | Gallons
| Percentage (%) Error for Source Meter Inaccuracy: | 0 | %
| Total Imports (Metered, Corrected): | 0 | Gallons
Water Exported:
| Total Metered Export Consumption (Billed): | 0 | Gallons
| Percentage (%) Error for Source Meter Inaccuracy: | 0 | %
| Total Exports (Metered, Corrected): | 0 | Gallons
Treatment Losses
| Filter Backwashing, Metered Treatment Process Losses | 0 | Gallons
| Well Purging | 0 | Gallons
| Other Treatment Losses (Chlorine Analyzer Feed, Lube Lines, etc) | 0 | Gallons
| Total Treatment Losses | 0 | Gallons
| TOTAL WATER SUPPLIED (Unadjusted, to Distribution System): | 0 | Gallons
| TOTAL SUPPLY METER INACCURACIES | 0 | Gallons
| TOTAL SYSTEM WATER SUPPLY (Corrected): | 0 | Gallons
PAGE 3
BILLED WATER CONSUMPTION:
| Total Customer Service Connections (Active and Inactive) | 0 | Conn.
| Total Billed Metered Consumption (i.e. total sales): | 0 | Gallons
| Estimated Percentage (%) Error for Service Meter Inaccuracy: | 0 | %
| Apparent Losses to Customer Service Meters | 0
| Total Billed Unmetered Consumption | 0 | Gallons
| Estimated Systematic Billing and Reporting Errors | 0 | Gallons | 0 | Gallons | 0.25%
| (Estimate data handling errors or use AWWA default estimate) |  |  | (AWWA Default 0.25% of Billed Consumption)
PAGE 4
AUTHORIZED NON-REVENUE WATER USES
Total Water Main/Distribution System Flushing
| Metered Flushing |  | Gallons
| Unmetered Flushing | 0 | Gallons
Authorized, Non-Revenue Water Uses
Metered Uses
| a. Metered Fire Fighting, Testing, and Training: | 0 | Gallons
| b. Metered Utility Uses (WWTF, Pump Stations, etc): | 0 | Gallons
| d. Other Metered Uses (Specify): | 0 | Gallons
Unmetered Uses
| d. Unmetered Fire Fighting, Testing, and Training: | 0 | Gallons
| e. Unmetered Utility Uses (WWTF, Pump Stations, etc): | 0 | Gallons
| f. Other Unmetered Utility Uses (Specify): | 0 | Gallons
Tank Storage
| g. Tank Storage/Filling/Draining: | 0 | Gallons
| Total Authorized Non-Revenue Water Uses: | 0 | Gallons
UNAUTHORIZED CONSUMPTION
| Total Unauthorized Consumption | 0 | Gallons | 0 | Gallons | 0.25%
| (Estimate theft/unathorized consumption or use AWWA default estimate) |  |  | (AWWA Default 0.25% of Billed Consumption)
REAL WATER LOSSES
| Repaired Distribution System Leaks/Line Breaks: | 0 | Gallons
| Tank Overflows and Leakage | 0 | Gallons
ESTIMATED LEAKAGE
| LEAKAGE- DISTRIBUTION SYSTEM (UNACCOUNTED WATER)*** | 0 | Gallons

## Step 3-Audit Summary
WATER AUDIT SUMMARY
Name of Permittee: | 0
Water Use Permit #: | 0
Report Date: | 0
Audit Period: | 0
Raw Source Water Production |  | System Volume Input (Adjusted) |  | Water Supplied |  | Authorized Consumption |  | Billed Authorized |  | Billed Metered Consumption |  | REVENUE WATER
0 |  | 0 |  | 0 | #DIV/0! | 0 | #DIV/0! | Consumption |  | 0 | #DIV/0! | 0 | #DIV/0!
|  |  |  | (Distribution System Volume) |  |  |  | 0 | #DIV/0! | Billed Unmetered Consumption
[10 empty] | 0 | #DIV/0!
[8 empty] | Unbilled Authorized |  | Authorized Non-Revenue Water Consumption |  | NON-REVENUE WATER
[8 empty] | Consumption |  | 0 | #DIV/0! | 0 | #DIV/0!
[8 empty] | 0 | #DIV/0! | Main Flushing for Water Quality
[10 empty] | 0 | #DIV/0!
[6 empty] | Water Losses |  | Real Losses |  | Tank Overflows/Leakage
[6 empty] | 0 | #DIV/0! | 0 | #DIV/0! | 0 | #DIV/0!
Main Breaks and Repaired Leaks
[10 empty] | 0 | #DIV/0!
Leakage - Distribution System
[10 empty] | 0 | #DIV/0!
[8 empty] | Apparent Losses |  | Customer Metering Inaccuracies
Imports | [7 empty] | 0 | #DIV/0! | 0 | #DIV/0!
0 | [9 empty] | Unauthorized Consumption
[10 empty] | 0 | #DIV/0!
Systematic Reporting Errors
[10 empty] | 0 | #DIV/0!
Treatment Losses
0
Exports
0
Supply Meter Inaccuracies
0
0 |  |  |  | 0 |  | 0 | #DIV/0! | 0 | #DIV/0! | 0 | #DIV/0! | 0 | #DIV/0!
|  | Billed | 0
|  | Unbilled Authorized | 0
|  | Apparent Losses | 0
|  | Real Losses | 0

## Step 4-Utility Tools
Utility Performance Summary
| Name of Permittee: | 0
| Report Date: | 0
| Audit Period: | 0
Directions:
Please fill in the GREEN cells below.
RED Cells are calculated values. Do not enter data in these cells.
SYSTEM ATTRIBUTES
| Length of mains |  | 0 | miles
| Number of Active and Inactive service connections |  | 0 | Connections
| Average Operating Pressure |  | 0 | PSI
| Average Length of Service Lines beyond Customer meters* |  | 0 | ft
*(use "0" if meters are at the curbstop)
COST DATA
| Total Annual Operting Costs (Annual Budget) |  | 0 | $/Year
| Customer Retail Unit Cost (average) |  | 0 | $/1000 gals
| Variable Production Costs (or Import Costs) |  | 0 | $/1000 gals
Utility Performance Indicators
System Attributes
| Real Losses |  | 0 | Gallons
| Apparent Losses (Lost Revenue Water) |  | 0 | Gallons
| Unbilled Consumption (Utility Uses) |  | 0 | Gallons
| Non-Revenue Water |  | 0 | Gallons
| Unavoidable Real Loss |  | NA, Small Util | Gallons
| Unavoidable Real Loss |  | NA | gpd
| Infrastructure Leakage Index |  | NA | ILI
Financial Performance
| Cost of Real Losses |  | 0 | per year
| Lost Revenue |  | 0 | per year
| Cost of Unbilled Water Consumption (Utility Uses) |  | 0 | per year
| Cost of Non-Revenue Water |  | 0 | per year
| Non-Revenue Water Percentage (by Volume) |  | #DIV/0! | of Water Supplied
| Non-Revenue Water Value as a Percentage of Operating Cost |  | #DIV/0! | of Operating Budget
Operational Efficiency Metrics
| Non-Revenue Water per connection per day |  | #DIV/0! | gpd/connection
| Real Losses per connection per day |  | #DIV/0! | gpd/connection
| Real Losses per mile of main per day |  | #DIV/0! | gpd/mile
| Real Losses per Connection per PSI |  | #DIV/0! | gpd/connection/PSI
| Lost Revenue Water per Connection per day |  | #DIV/0! | gpd/connection
*Breaks includes known tank leaks and overflows.

## Benchmarking Data (hidden)
WADI Plus: All Utilities | NRW Volume | Apparent Loss Volume | Real Loss Volume | ILI | Lookup Tables for Rankings
Percentile | Gals/Conn/Day | Gals/Conn/Day | Gals/Conn/Day | ILI | Percentile | Percentile | ILI | Non Rev/Conn | Percentile
0 | 25.129 | 1.496 | 9.0254 | 0.33145 | 0 | 0% | 0.3314 | 25.129 | 0%
0.1 | 30.739 | 2.6126 | 22.6525 | 1.1547 | 0.01 | 0.01% | 0.33294 | 25.1326 | 0.01%
0.25 | 42.487 | 5.5739 | 30.4834 | 1.4968 | 0.02 | 0.02% | 0.33447 | 25.1363 | 0.02%
0.5 | 62.9927 | 7.8318 | 41.3973 | 2.2202 | 0.03 | 0.03% | 0.336 | 25.1399 | 0.03%
0.75 | 105.4533 | 11.9473 | 90.5527 | 3.4305 | 0.04 | 0.04% | 0.33753 | 25.1436 | 0.04%
0.9 | 155.0213 | 20.2419 | 125.0033 | 6.7504 | 0.05 | 0.05% | 0.33906 | 25.1472 | 0.05%
1 | 194.8084 | 55.9764 | 144.5428 | 11.4031 | 0.06 | 0.06% | 0.34059 | 25.1509 | 0.06%
[5 empty] | 0.07 | 0.07% | 0.34211 | 25.1546 | 0.07%
Utility ILI | Utility Rank |  |  |  | 0.08 | 0.08% | 0.34364 | 25.1582 | 0.08%
NA | #N/A |  |  |  | 0.09 | 0.09% | 0.34516 | 25.1619 | 0.09%
[5 empty] | 0.1 | 0.1% | 0.34667 | 25.1656 | 0.1%
Utility Non-Rev Per Conneciton | Utility Rank |  |  |  | 0.11 | 0.11% | 0.34819 | 25.1693 | 0.11%
#DIV/0! | #DIV/0! |  |  |  | 0.12 | 0.12% | 0.3497 | 25.173 | 0.12%
[5 empty] | 0.13 | 0.13% | 0.35122 | 25.1766 | 0.13%
[5 empty] | 0.14 | 0.14% | 0.35273 | 25.1804 | 0.14%
[5 empty] | 0.15 | 0.15% | 0.35424 | 25.1841 | 0.15%
[5 empty] | 0.16 | 0.16% | 0.35574 | 25.1878 | 0.16%
[5 empty] | 0.17 | 0.17% | 0.35725 | 25.1915 | 0.17%
[5 empty] | 0.18 | 0.18% | 0.35875 | 25.1952 | 0.18%
[5 empty] | 0.19 | 0.19% | 0.36025 | 25.1989 | 0.19%
[5 empty] | 0.2 | 0.2% | 0.36175 | 25.2027 | 0.2%
[5 empty] | 0.21 | 0.21% | 0.36324 | 25.2064 | 0.21%
[5 empty] | 0.22 | 0.22% | 0.36474 | 25.2101 | 0.22%
[5 empty] | 0.23 | 0.23% | 0.36623 | 25.2139 | 0.23%
[5 empty] | 0.24 | 0.24% | 0.36772 | 25.2176 | 0.24%
[5 empty] | 0.25 | 0.25% | 0.36921 | 25.2214 | 0.25%
[5 empty] | 0.26 | 0.26% | 0.37069 | 25.2251 | 0.26%
[5 empty] | 0.27 | 0.27% | 0.37218 | 25.2289 | 0.27%
[5 empty] | 0.28 | 0.28% | 0.37366 | 25.2327 | 0.28%
[5 empty] | 0.29 | 0.29% | 0.37514 | 25.2364 | 0.29%
[5 empty] | 0.3 | 0.3% | 0.37662 | 25.2402 | 0.3%
[5 empty] | 0.31 | 0.31% | 0.37809 | 25.244 | 0.31%
[5 empty] | 0.32 | 0.32% | 0.37957 | 25.2478 | 0.32%
[5 empty] | 0.33 | 0.33% | 0.38104 | 25.2516 | 0.33%
[5 empty] | 0.34 | 0.34% | 0.38251 | 25.2554 | 0.34%
[5 empty] | 0.35 | 0.35% | 0.38398 | 25.2592 | 0.35%
[5 empty] | 0.36 | 0.36% | 0.38544 | 25.263 | 0.36%
[5 empty] | 0.37 | 0.37% | 0.38691 | 25.2668 | 0.37%
[5 empty] | 0.38 | 0.38% | 0.38837 | 25.2706 | 0.38%
[5 empty] | 0.39 | 0.39% | 0.38983 | 25.2745 | 0.39%
[5 empty] | 0.4 | 0.4% | 0.39129 | 25.2783 | 0.4%
[5 empty] | 0.41 | 0.41% | 0.39274 | 25.2821 | 0.41%
[5 empty] | 0.42 | 0.42% | 0.3942 | 25.286 | 0.42%
[5 empty] | 0.43 | 0.43% | 0.39565 | 25.2898 | 0.43%
[5 empty] | 0.44 | 0.44% | 0.3971 | 25.2936 | 0.44%
[5 empty] | 0.45 | 0.45% | 0.39855 | 25.2975 | 0.45%
[5 empty] | 0.46 | 0.46% | 0.4 | 25.3014 | 0.46%
[5 empty] | 0.47 | 0.47% | 0.40144 | 25.3052 | 0.47%
[5 empty] | 0.48 | 0.48% | 0.40288 | 25.3091 | 0.48%
[5 empty] | 0.49 | 0.49% | 0.40432 | 25.313 | 0.49%
[5 empty] | 0.5 | 0.5% | 0.40576 | 25.3168 | 0.5%
[5 empty] | 0.51 | 0.51% | 0.4072 | 25.3207 | 0.51%
[5 empty] | 0.52 | 0.52% | 0.40864 | 25.3246 | 0.52%
[5 empty] | 0.53 | 0.53% | 0.41007 | 25.3285 | 0.53%
[5 empty] | 0.54 | 0.54% | 0.4115 | 25.3324 | 0.54%
[5 empty] | 0.55 | 0.55% | 0.41293 | 25.3363 | 0.55%
[5 empty] | 0.56 | 0.56% | 0.41436 | 25.3402 | 0.56%
[5 empty] | 0.57 | 0.57% | 0.41578 | 25.3441 | 0.57%
[5 empty] | 0.58 | 0.58% | 0.4172 | 25.348 | 0.58%
[5 empty] | 0.59 | 0.59% | 0.41863 | 25.3519 | 0.59%
[5 empty] | 0.6 | 0.6% | 0.42005 | 25.3559 | 0.6%
[5 empty] | 0.61 | 0.61% | 0.42146 | 25.3598 | 0.61%
[5 empty] | 0.62 | 0.62% | 0.42288 | 25.3637 | 0.62%
[5 empty] | 0.63 | 0.63% | 0.42429 | 25.3677 | 0.63%
[5 empty] | 0.64 | 0.64% | 0.4257 | 25.3716 | 0.64%
[5 empty] | 0.65 | 0.65% | 0.42711 | 25.3756 | 0.65%
[5 empty] | 0.66 | 0.66% | 0.42852 | 25.3795 | 0.66%
[5 empty] | 0.67 | 0.67% | 0.42993 | 25.3835 | 0.67%
[5 empty] | 0.68 | 0.68% | 0.43133 | 25.3874 | 0.68%
[5 empty] | 0.69 | 0.69% | 0.43273 | 25.3914 | 0.69%
[5 empty] | 0.7 | 0.7% | 0.43413 | 25.3954 | 0.7%
[5 empty] | 0.71 | 0.71% | 0.43553 | 25.3993 | 0.71%
[5 empty] | 0.72 | 0.72% | 0.43693 | 25.4033 | 0.72%
[5 empty] | 0.73 | 0.73% | 0.43832 | 25.4073 | 0.73%
[5 empty] | 0.74 | 0.74% | 0.43972 | 25.4113 | 0.74%
[5 empty] | 0.75 | 0.75% | 0.44111 | 25.4153 | 0.75%
[5 empty] | 0.76 | 0.76% | 0.4425 | 25.4193 | 0.76%
[5 empty] | 0.77 | 0.77% | 0.44388 | 25.4233 | 0.77%
[5 empty] | 0.78 | 0.78% | 0.44527 | 25.4273 | 0.78%
[5 empty] | 0.79 | 0.79% | 0.44665 | 25.4313 | 0.79%
[5 empty] | 0.8 | 0.8% | 0.44803 | 25.4354 | 0.8%
[5 empty] | 0.81 | 0.81% | 0.44941 | 25.4394 | 0.81%
[5 empty] | 0.82 | 0.82% | 0.45079 | 25.4434 | 0.82%
[5 empty] | 0.83 | 0.83% | 0.45217 | 25.4474 | 0.83%
[5 empty] | 0.84 | 0.84% | 0.45354 | 25.4515 | 0.84%
[5 empty] | 0.85 | 0.85% | 0.45491 | 25.4555 | 0.85%
[5 empty] | 0.86 | 0.86% | 0.45628 | 25.4596 | 0.86%
[5 empty] | 0.87 | 0.87% | 0.45765 | 25.4636 | 0.87%
[5 empty] | 0.88 | 0.88% | 0.45902 | 25.4677 | 0.88%
[5 empty] | 0.89 | 0.89% | 0.46038 | 25.4717 | 0.89%
[5 empty] | 0.9 | 0.9% | 0.46175 | 25.4758 | 0.9%
[5 empty] | 0.91 | 0.91% | 0.46311 | 25.4799 | 0.91%
[5 empty] | 0.92 | 0.92% | 0.46447 | 25.484 | 0.92%
[5 empty] | 0.93 | 0.93% | 0.46582 | 25.488 | 0.93%
[5 empty] | 0.94 | 0.94% | 0.46718 | 25.4921 | 0.94%
[5 empty] | 0.95 | 0.95% | 0.46853 | 25.4962 | 0.95%
[5 empty] | 0.96 | 0.96% | 0.46988 | 25.5003 | 0.96%
[5 empty] | 0.97 | 0.97% | 0.47123 | 25.5044 | 0.97%
[5 empty] | 0.98 | 0.98% | 0.47258 | 25.5085 | 0.98%
[5 empty] | 0.99 | 0.99% | 0.47393 | 25.5126 | 0.99%
[5 empty] | 1 | 1% | 0.47527 | 25.5167 | 1%
[5 empty] | 1.01 | 1.01% | 0.47661 | 25.5209 | 1.01%
[5 empty] | 1.02 | 1.02% | 0.47796 | 25.525 | 1.02%
[5 empty] | 1.03 | 1.03% | 0.47929 | 25.5291 | 1.03%
[5 empty] | 1.04 | 1.04% | 0.48063 | 25.5333 | 1.04%
[5 empty] | 1.05 | 1.05% | 0.48197 | 25.5374 | 1.05%
[5 empty] | 1.06 | 1.06% | 0.4833 | 25.5415 | 1.06%
[5 empty] | 1.07 | 1.07% | 0.48463 | 25.5457 | 1.07%
[5 empty] | 1.08 | 1.08% | 0.48596 | 25.5498 | 1.08%
[5 empty] | 1.09 | 1.09% | 0.48729 | 25.554 | 1.09%
[5 empty] | 1.1 | 1.1% | 0.48861 | 25.5581 | 1.1%
[5 empty] | 1.11 | 1.11% | 0.48994 | 25.5623 | 1.11%
[5 empty] | 1.12 | 1.12% | 0.49126 | 25.5665 | 1.12%
[5 empty] | 1.13 | 1.13% | 0.49258 | 25.5707 | 1.13%
[5 empty] | 1.14 | 1.14% | 0.4939 | 25.5748 | 1.14%
[5 empty] | 1.15 | 1.15% | 0.49522 | 25.579 | 1.15%
[5 empty] | 1.16 | 1.16% | 0.49653 | 25.5832 | 1.16%
[5 empty] | 1.17 | 1.17% | 0.49785 | 25.5874 | 1.17%
[5 empty] | 1.18 | 1.18% | 0.49916 | 25.5916 | 1.18%
[5 empty] | 1.19 | 1.19% | 0.50047 | 25.5958 | 1.19%
[5 empty] | 1.2 | 1.2% | 0.50178 | 25.6 | 1.2%
[5 empty] | 1.21 | 1.21% | 0.50308 | 25.6042 | 1.21%
[5 empty] | 1.22 | 1.22% | 0.50439 | 25.6084 | 1.22%
[5 empty] | 1.23 | 1.23% | 0.50569 | 25.6127 | 1.23%
[5 empty] | 1.24 | 1.24% | 0.50699 | 25.6169 | 1.24%
[5 empty] | 1.25 | 1.25% | 0.50829 | 25.6211 | 1.25%
[5 empty] | 1.26 | 1.26% | 0.50959 | 25.6254 | 1.26%
[5 empty] | 1.27 | 1.27% | 0.51088 | 25.6296 | 1.27%
[5 empty] | 1.28 | 1.28% | 0.51217 | 25.6338 | 1.28%
[5 empty] | 1.29 | 1.29% | 0.51347 | 25.6381 | 1.29%
[5 empty] | 1.3 | 1.3% | 0.51476 | 25.6423 | 1.3%
[5 empty] | 1.31 | 1.31% | 0.51605 | 25.6466 | 1.31%
[5 empty] | 1.32 | 1.32% | 0.51733 | 25.6509 | 1.32%
[5 empty] | 1.33 | 1.33% | 0.51862 | 25.6551 | 1.33%
[5 empty] | 1.34 | 1.34% | 0.5199 | 25.6594 | 1.34%
[5 empty] | 1.35 | 1.35% | 0.52118 | 25.6637 | 1.35%
[5 empty] | 1.36 | 1.36% | 0.52246 | 25.668 | 1.36%
[5 empty] | 1.37 | 1.37% | 0.52374 | 25.6722 | 1.37%
[5 empty] | 1.38 | 1.38% | 0.52501 | 25.6765 | 1.38%
[5 empty] | 1.39 | 1.39% | 0.52629 | 25.6808 | 1.39%
[5 empty] | 1.4 | 1.4% | 0.52756 | 25.6851 | 1.4%
[5 empty] | 1.41 | 1.41% | 0.52883 | 25.6894 | 1.41%
[5 empty] | 1.42 | 1.42% | 0.5301 | 25.6937 | 1.42%
[5 empty] | 1.43 | 1.43% | 0.53137 | 25.698 | 1.43%
[5 empty] | 1.44 | 1.44% | 0.53263 | 25.7024 | 1.44%
[5 empty] | 1.45 | 1.45% | 0.5339 | 25.7067 | 1.45%
[5 empty] | 1.46 | 1.46% | 0.53516 | 25.711 | 1.46%
[5 empty] | 1.47 | 1.47% | 0.53642 | 25.7153 | 1.47%
[5 empty] | 1.48 | 1.48% | 0.53768 | 25.7197 | 1.48%
[5 empty] | 1.49 | 1.49% | 0.53893 | 25.724 | 1.49%
[5 empty] | 1.5 | 1.5% | 0.54019 | 25.7284 | 1.5%
[5 empty] | 1.51 | 1.51% | 0.54144 | 25.7327 | 1.51%
[5 empty] | 1.52 | 1.52% | 0.54269 | 25.7371 | 1.52%
[5 empty] | 1.53 | 1.53% | 0.54394 | 25.7414 | 1.53%
[5 empty] | 1.54 | 1.54% | 0.54519 | 25.7458 | 1.54%
[5 empty] | 1.55 | 1.55% | 0.54644 | 25.7501 | 1.55%
[5 empty] | 1.56 | 1.56% | 0.54768 | 25.7545 | 1.56%
[5 empty] | 1.57 | 1.57% | 0.54893 | 25.7589 | 1.57%
[5 empty] | 1.58 | 1.58% | 0.55017 | 25.7633 | 1.58%
[5 empty] | 1.59 | 1.59% | 0.55141 | 25.7677 | 1.59%
[5 empty] | 1.6 | 1.6% | 0.55264 | 25.772 | 1.6%
[5 empty] | 1.61 | 1.61% | 0.55388 | 25.7764 | 1.61%
[5 empty] | 1.62 | 1.62% | 0.55511 | 25.7808 | 1.62%
[5 empty] | 1.63 | 1.63% | 0.55635 | 25.7852 | 1.63%
[5 empty] | 1.64 | 1.64% | 0.55758 | 25.7896 | 1.64%
[5 empty] | 1.65 | 1.65% | 0.55881 | 25.7941 | 1.65%
[5 empty] | 1.66 | 1.66% | 0.56004 | 25.7985 | 1.66%
[5 empty] | 1.67 | 1.67% | 0.56126 | 25.8029 | 1.67%
[5 empty] | 1.68 | 1.68% | 0.56248 | 25.8073 | 1.68%
[5 empty] | 1.69 | 1.69% | 0.56371 | 25.8117 | 1.69%
[5 empty] | 1.7 | 1.7% | 0.56493 | 25.8162 | 1.7%
[5 empty] | 1.71 | 1.71% | 0.56615 | 25.8206 | 1.71%
[5 empty] | 1.72 | 1.72% | 0.56736 | 25.8251 | 1.72%
[5 empty] | 1.73 | 1.73% | 0.56858 | 25.8295 | 1.73%
[5 empty] | 1.74 | 1.74% | 0.56979 | 25.834 | 1.74%
[5 empty] | 1.75 | 1.75% | 0.57101 | 25.8384 | 1.75%
[5 empty] | 1.76 | 1.76% | 0.57222 | 25.8429 | 1.76%
[5 empty] | 1.77 | 1.77% | 0.57343 | 25.8473 | 1.77%
[5 empty] | 1.78 | 1.78% | 0.57463 | 25.8518 | 1.78%
[5 empty] | 1.79 | 1.79% | 0.57584 | 25.8563 | 1.79%
[5 empty] | 1.8 | 1.8% | 0.57704 | 25.8608 | 1.8%
[5 empty] | 1.81 | 1.81% | 0.57824 | 25.8652 | 1.81%
[5 empty] | 1.82 | 1.82% | 0.57944 | 25.8697 | 1.82%
[5 empty] | 1.83 | 1.83% | 0.58064 | 25.8742 | 1.83%
[5 empty] | 1.84 | 1.84% | 0.58184 | 25.8787 | 1.84%
[5 empty] | 1.85 | 1.85% | 0.58304 | 25.8832 | 1.85%
[5 empty] | 1.86 | 1.86% | 0.58423 | 25.8877 | 1.86%
[5 empty] | 1.87 | 1.87% | 0.58542 | 25.8922 | 1.87%
[5 empty] | 1.88 | 1.88% | 0.58661 | 25.8968 | 1.88%
[5 empty] | 1.89 | 1.89% | 0.5878 | 25.9013 | 1.89%
[5 empty] | 1.9 | 1.9% | 0.58899 | 25.9058 | 1.9%
[5 empty] | 1.91 | 1.91% | 0.59017 | 25.9103 | 1.91%
[5 empty] | 1.92 | 1.92% | 0.59136 | 25.9148 | 1.92%
[5 empty] | 1.93 | 1.93% | 0.59254 | 25.9194 | 1.93%
[5 empty] | 1.94 | 1.94% | 0.59372 | 25.9239 | 1.94%
[5 empty] | 1.95 | 1.95% | 0.5949 | 25.9285 | 1.95%
[5 empty] | 1.96 | 1.96% | 0.59608 | 25.933 | 1.96%
[5 empty] | 1.97 | 1.97% | 0.59725 | 25.9376 | 1.97%
[5 empty] | 1.98 | 1.98% | 0.59843 | 25.9421 | 1.98%
[5 empty] | 1.99 | 1.99% | 0.5996 | 25.9467 | 1.99%
[5 empty] | 2 | 2% | 0.60077 | 25.9513 | 2%
[5 empty] | 2.01 | 2.01% | 0.60194 | 25.9558 | 2.01%
[5 empty] | 2.02 | 2.02% | 0.60311 | 25.9604 | 2.02%
[5 empty] | 2.03 | 2.03% | 0.60427 | 25.965 | 2.03%
[5 empty] | 2.04 | 2.04% | 0.60544 | 25.9696 | 2.04%
[5 empty] | 2.05 | 2.05% | 0.6066 | 25.9741 | 2.05%
[5 empty] | 2.06 | 2.06% | 0.60776 | 25.9787 | 2.06%
[5 empty] | 2.07 | 2.07% | 0.60892 | 25.9833 | 2.07%
[5 empty] | 2.08 | 2.08% | 0.61008 | 25.9879 | 2.08%
[5 empty] | 2.09 | 2.09% | 0.61123 | 25.9925 | 2.09%
[5 empty] | 2.1 | 2.1% | 0.61239 | 25.9972 | 2.1%
[5 empty] | 2.11 | 2.11% | 0.61354 | 26.0018 | 2.11%
[5 empty] | 2.12 | 2.12% | 0.61469 | 26.0064 | 2.12%
[5 empty] | 2.13 | 2.13% | 0.61584 | 26.011 | 2.13%
[5 empty] | 2.14 | 2.14% | 0.61699 | 26.0156 | 2.14%
[5 empty] | 2.15 | 2.15% | 0.61814 | 26.0203 | 2.15%
[5 empty] | 2.16 | 2.16% | 0.61928 | 26.0249 | 2.16%
[5 empty] | 2.17 | 2.17% | 0.62042 | 26.0295 | 2.17%
[5 empty] | 2.18 | 2.18% | 0.62157 | 26.0342 | 2.18%
[5 empty] | 2.19 | 2.19% | 0.62271 | 26.0388 | 2.19%
[5 empty] | 2.2 | 2.2% | 0.62384 | 26.0435 | 2.2%
[5 empty] | 2.21 | 2.21% | 0.62498 | 26.0481 | 2.21%
[5 empty] | 2.22 | 2.22% | 0.62612 | 26.0528 | 2.22%
[5 empty] | 2.23 | 2.23% | 0.62725 | 26.0575 | 2.23%
[5 empty] | 2.24 | 2.24% | 0.62838 | 26.0621 | 2.24%
[5 empty] | 2.25 | 2.25% | 0.62951 | 26.0668 | 2.25%
[5 empty] | 2.26 | 2.26% | 0.63064 | 26.0715 | 2.26%
[5 empty] | 2.27 | 2.27% | 0.63177 | 26.0762 | 2.27%
[5 empty] | 2.28 | 2.28% | 0.63289 | 26.0809 | 2.28%
[5 empty] | 2.29 | 2.29% | 0.63402 | 26.0855 | 2.29%
[5 empty] | 2.3 | 2.3% | 0.63514 | 26.0902 | 2.3%
[5 empty] | 2.31 | 2.31% | 0.63626 | 26.0949 | 2.31%
[5 empty] | 2.32 | 2.32% | 0.63738 | 26.0996 | 2.32%
[5 empty] | 2.33 | 2.33% | 0.6385 | 26.1044 | 2.33%
[5 empty] | 2.34 | 2.34% | 0.63961 | 26.1091 | 2.34%
[5 empty] | 2.35 | 2.35% | 0.64073 | 26.1138 | 2.35%
[5 empty] | 2.36 | 2.36% | 0.64184 | 26.1185 | 2.36%
[5 empty] | 2.37 | 2.37% | 0.64295 | 26.1232 | 2.37%
[5 empty] | 2.38 | 2.38% | 0.64406 | 26.128 | 2.38%
[5 empty] | 2.39 | 2.39% | 0.64517 | 26.1327 | 2.39%
[5 empty] | 2.4 | 2.4% | 0.64628 | 26.1374 | 2.4%
[5 empty] | 2.41 | 2.41% | 0.64738 | 26.1422 | 2.41%
[5 empty] | 2.42 | 2.42% | 0.64849 | 26.1469 | 2.42%
[5 empty] | 2.43 | 2.43% | 0.64959 | 26.1517 | 2.43%
[5 empty] | 2.44 | 2.44% | 0.65069 | 26.1564 | 2.44%
[5 empty] | 2.45 | 2.45% | 0.65179 | 26.1612 | 2.45%
[5 empty] | 2.46 | 2.46% | 0.65289 | 26.1659 | 2.46%
[5 empty] | 2.47 | 2.47% | 0.65398 | 26.1707 | 2.47%
[5 empty] | 2.48 | 2.48% | 0.65508 | 26.1755 | 2.48%
[5 empty] | 2.49 | 2.49% | 0.65617 | 26.1803 | 2.49%
[5 empty] | 2.5 | 2.5% | 0.65726 | 26.185 | 2.5%
[5 empty] | 2.51 | 2.51% | 0.65835 | 26.1898 | 2.51%
[5 empty] | 2.52 | 2.52% | 0.65944 | 26.1946 | 2.52%
[5 empty] | 2.53 | 2.53% | 0.66052 | 26.1994 | 2.53%
[5 empty] | 2.54 | 2.54% | 0.66161 | 26.2042 | 2.54%
[5 empty] | 2.55 | 2.55% | 0.66269 | 26.209 | 2.55%
[5 empty] | 2.56 | 2.56% | 0.66378 | 26.2138 | 2.56%
[5 empty] | 2.57 | 2.57% | 0.66486 | 26.2186 | 2.57%
[5 empty] | 2.58 | 2.58% | 0.66593 | 26.2234 | 2.58%
[5 empty] | 2.59 | 2.59% | 0.66701 | 26.2282 | 2.59%
[5 empty] | 2.6 | 2.6% | 0.66809 | 26.2331 | 2.6%
[5 empty] | 2.61 | 2.61% | 0.66916 | 26.2379 | 2.61%
[5 empty] | 2.62 | 2.62% | 0.67024 | 26.2427 | 2.62%
[5 empty] | 2.63 | 2.63% | 0.67131 | 26.2476 | 2.63%
[5 empty] | 2.64 | 2.64% | 0.67238 | 26.2524 | 2.64%
[5 empty] | 2.65 | 2.65% | 0.67345 | 26.2572 | 2.65%
[5 empty] | 2.66 | 2.66% | 0.67451 | 26.2621 | 2.66%
[5 empty] | 2.67 | 2.67% | 0.67558 | 26.2669 | 2.67%
[5 empty] | 2.68 | 2.68% | 0.67664 | 26.2718 | 2.68%
[5 empty] | 2.69 | 2.69% | 0.6777 | 26.2767 | 2.69%
[5 empty] | 2.7 | 2.7% | 0.67876 | 26.2815 | 2.7%
[5 empty] | 2.71 | 2.71% | 0.67982 | 26.2864 | 2.71%
[5 empty] | 2.72 | 2.72% | 0.68088 | 26.2913 | 2.72%
[5 empty] | 2.73 | 2.73% | 0.68194 | 26.2961 | 2.73%
[5 empty] | 2.74 | 2.74% | 0.68299 | 26.301 | 2.74%
[5 empty] | 2.75 | 2.75% | 0.68405 | 26.3059 | 2.75%
[5 empty] | 2.76 | 2.76% | 0.6851 | 26.3108 | 2.76%
[5 empty] | 2.77 | 2.77% | 0.68615 | 26.3157 | 2.77%
[5 empty] | 2.78 | 2.78% | 0.6872 | 26.3206 | 2.78%
[5 empty] | 2.79 | 2.79% | 0.68824 | 26.3255 | 2.79%
[5 empty] | 2.8 | 2.8% | 0.68929 | 26.3304 | 2.8%
[5 empty] | 2.81 | 2.81% | 0.69033 | 26.3353 | 2.81%
[5 empty] | 2.82 | 2.82% | 0.69138 | 26.3402 | 2.82%
[5 empty] | 2.83 | 2.83% | 0.69242 | 26.3451 | 2.83%
[5 empty] | 2.84 | 2.84% | 0.69346 | 26.35 | 2.84%
[5 empty] | 2.85 | 2.85% | 0.6945 | 26.355 | 2.85%
[5 empty] | 2.86 | 2.86% | 0.69553 | 26.3599 | 2.86%
[5 empty] | 2.87 | 2.87% | 0.69657 | 26.3648 | 2.87%
[5 empty] | 2.88 | 2.88% | 0.6976 | 26.3698 | 2.88%
[5 empty] | 2.89 | 2.89% | 0.69863 | 26.3747 | 2.89%
[5 empty] | 2.9 | 2.9% | 0.69967 | 26.3796 | 2.9%
[5 empty] | 2.91 | 2.91% | 0.7007 | 26.3846 | 2.91%
[5 empty] | 2.92 | 2.92% | 0.70172 | 26.3895 | 2.92%
[5 empty] | 2.93 | 2.93% | 0.70275 | 26.3945 | 2.93%
[5 empty] | 2.94 | 2.94% | 0.70378 | 26.3995 | 2.94%
[5 empty] | 2.95 | 2.95% | 0.7048 | 26.4044 | 2.95%
[5 empty] | 2.96 | 2.96% | 0.70582 | 26.4094 | 2.96%
[5 empty] | 2.97 | 2.97% | 0.70684 | 26.4144 | 2.97%
[5 empty] | 2.98 | 2.98% | 0.70786 | 26.4194 | 2.98%
[5 empty] | 2.99 | 2.99% | 0.70888 | 26.4243 | 2.99%
[5 empty] | 3 | 3% | 0.7099 | 26.4293 | 3%
[5 empty] | 3.01 | 3.01% | 0.71091 | 26.4343 | 3.01%
[5 empty] | 3.02 | 3.02% | 0.71192 | 26.4393 | 3.02%
[5 empty] | 3.03 | 3.03% | 0.71294 | 26.4443 | 3.03%
[5 empty] | 3.04 | 3.04% | 0.71395 | 26.4493 | 3.04%
[5 empty] | 3.05 | 3.05% | 0.71496 | 26.4543 | 3.05%
[5 empty] | 3.06 | 3.06% | 0.71596 | 26.4593 | 3.06%
[5 empty] | 3.07 | 3.07% | 0.71697 | 26.4643 | 3.07%
[5 empty] | 3.08 | 3.08% | 0.71798 | 26.4694 | 3.08%
[5 empty] | 3.09 | 3.09% | 0.71898 | 26.4744 | 3.09%
[5 empty] | 3.1 | 3.1% | 0.71998 | 26.4794 | 3.1%
[5 empty] | 3.11 | 3.11% | 0.72098 | 26.4844 | 3.11%
[5 empty] | 3.12 | 3.12% | 0.72198 | 26.4895 | 3.12%
[5 empty] | 3.13 | 3.13% | 0.72298 | 26.4945 | 3.13%
[5 empty] | 3.14 | 3.14% | 0.72397 | 26.4996 | 3.14%
[5 empty] | 3.15 | 3.15% | 0.72497 | 26.5046 | 3.15%
[5 empty] | 3.16 | 3.16% | 0.72596 | 26.5096 | 3.16%
[5 empty] | 3.17 | 3.17% | 0.72695 | 26.5147 | 3.17%
[5 empty] | 3.18 | 3.18% | 0.72795 | 26.5198 | 3.18%
[5 empty] | 3.19 | 3.19% | 0.72893 | 26.5248 | 3.19%
[5 empty] | 3.2 | 3.2% | 0.72992 | 26.5299 | 3.2%
[5 empty] | 3.21 | 3.21% | 0.73091 | 26.535 | 3.21%
[5 empty] | 3.22 | 3.22% | 0.73189 | 26.54 | 3.22%
[5 empty] | 3.23 | 3.23% | 0.73288 | 26.5451 | 3.23%
[5 empty] | 3.24 | 3.24% | 0.73386 | 26.5502 | 3.24%
[5 empty] | 3.25 | 3.25% | 0.73484 | 26.5553 | 3.25%
[5 empty] | 3.26 | 3.26% | 0.73582 | 26.5604 | 3.26%
[5 empty] | 3.27 | 3.27% | 0.7368 | 26.5655 | 3.27%
[5 empty] | 3.28 | 3.28% | 0.73777 | 26.5706 | 3.28%
[5 empty] | 3.29 | 3.29% | 0.73875 | 26.5757 | 3.29%
[5 empty] | 3.3 | 3.3% | 0.73972 | 26.5808 | 3.3%
[5 empty] | 3.31 | 3.31% | 0.74069 | 26.5859 | 3.31%
[5 empty] | 3.32 | 3.32% | 0.74167 | 26.591 | 3.32%
[5 empty] | 3.33 | 3.33% | 0.74263 | 26.5961 | 3.33%
[5 empty] | 3.34 | 3.34% | 0.7436 | 26.6012 | 3.34%
[5 empty] | 3.35 | 3.35% | 0.74457 | 26.6064 | 3.35%
[5 empty] | 3.36 | 3.36% | 0.74554 | 26.6115 | 3.36%
[5 empty] | 3.37 | 3.37% | 0.7465 | 26.6166 | 3.37%
[5 empty] | 3.38 | 3.38% | 0.74746 | 26.6218 | 3.38%
[5 empty] | 3.39 | 3.39% | 0.74842 | 26.6269 | 3.39%
[5 empty] | 3.4 | 3.4% | 0.74938 | 26.632 | 3.4%
[5 empty] | 3.41 | 3.41% | 0.75034 | 26.6372 | 3.41%
[5 empty] | 3.42 | 3.42% | 0.7513 | 26.6423 | 3.42%
[5 empty] | 3.43 | 3.43% | 0.75225 | 26.6475 | 3.43%
[5 empty] | 3.44 | 3.44% | 0.75321 | 26.6527 | 3.44%
[5 empty] | 3.45 | 3.45% | 0.75416 | 26.6578 | 3.45%
[5 empty] | 3.46 | 3.46% | 0.75511 | 26.663 | 3.46%
[5 empty] | 3.47 | 3.47% | 0.75606 | 26.6682 | 3.47%
[5 empty] | 3.48 | 3.48% | 0.75701 | 26.6733 | 3.48%
[5 empty] | 3.49 | 3.49% | 0.75796 | 26.6785 | 3.49%
[5 empty] | 3.5 | 3.5% | 0.7589 | 26.6837 | 3.5%
[5 empty] | 3.51 | 3.51% | 0.75985 | 26.6889 | 3.51%
[5 empty] | 3.52 | 3.52% | 0.76079 | 26.6941 | 3.52%
[5 empty] | 3.53 | 3.53% | 0.76173 | 26.6993 | 3.53%
[5 empty] | 3.54 | 3.54% | 0.76268 | 26.7045 | 3.54%
[5 empty] | 3.55 | 3.55% | 0.76361 | 26.7097 | 3.55%
[5 empty] | 3.56 | 3.56% | 0.76455 | 26.7149 | 3.56%
[5 empty] | 3.57 | 3.57% | 0.76549 | 26.7201 | 3.57%
[5 empty] | 3.58 | 3.58% | 0.76642 | 26.7253 | 3.58%
[5 empty] | 3.59 | 3.59% | 0.76736 | 26.7305 | 3.59%
[5 empty] | 3.6 | 3.6% | 0.76829 | 26.7358 | 3.6%
[5 empty] | 3.61 | 3.61% | 0.76922 | 26.741 | 3.61%
[5 empty] | 3.62 | 3.62% | 0.77015 | 26.7462 | 3.62%
[5 empty] | 3.63 | 3.63% | 0.77108 | 26.7515 | 3.63%
[5 empty] | 3.64 | 3.64% | 0.77201 | 26.7567 | 3.64%
[5 empty] | 3.65 | 3.65% | 0.77293 | 26.7619 | 3.65%
[5 empty] | 3.66 | 3.66% | 0.77386 | 26.7672 | 3.66%
[5 empty] | 3.67 | 3.67% | 0.77478 | 26.7724 | 3.67%
[5 empty] | 3.68 | 3.68% | 0.7757 | 26.7777 | 3.68%
[5 empty] | 3.69 | 3.69% | 0.77662 | 26.7829 | 3.69%
[5 empty] | 3.7 | 3.7% | 0.77754 | 26.7882 | 3.7%
[5 empty] | 3.71 | 3.71% | 0.77846 | 26.7935 | 3.71%
[5 empty] | 3.72 | 3.72% | 0.77938 | 26.7987 | 3.72%
[5 empty] | 3.73 | 3.73% | 0.78029 | 26.804 | 3.73%
[5 empty] | 3.74 | 3.74% | 0.78121 | 26.8093 | 3.74%
[5 empty] | 3.75 | 3.75% | 0.78212 | 26.8146 | 3.75%
[5 empty] | 3.76 | 3.76% | 0.78303 | 26.8199 | 3.76%
[5 empty] | 3.77 | 3.77% | 0.78394 | 26.8251 | 3.77%
[5 empty] | 3.78 | 3.78% | 0.78485 | 26.8304 | 3.78%
[5 empty] | 3.79 | 3.79% | 0.78576 | 26.8357 | 3.79%
[5 empty] | 3.8 | 3.8% | 0.78666 | 26.841 | 3.8%
[5 empty] | 3.81 | 3.81% | 0.78757 | 26.8463 | 3.81%
[5 empty] | 3.82 | 3.82% | 0.78847 | 26.8516 | 3.82%
[5 empty] | 3.83 | 3.83% | 0.78937 | 26.857 | 3.83%
[5 empty] | 3.84 | 3.84% | 0.79027 | 26.8623 | 3.84%
[5 empty] | 3.85 | 3.85% | 0.79117 | 26.8676 | 3.85%
[5 empty] | 3.86 | 3.86% | 0.79207 | 26.8729 | 3.86%
[5 empty] | 3.87 | 3.87% | 0.79297 | 26.8782 | 3.87%
[5 empty] | 3.88 | 3.88% | 0.79386 | 26.8836 | 3.88%
[5 empty] | 3.89 | 3.89% | 0.79476 | 26.8889 | 3.89%
[5 empty] | 3.9 | 3.9% | 0.79565 | 26.8942 | 3.9%
[5 empty] | 3.91 | 3.91% | 0.79654 | 26.8996 | 3.91%
[5 empty] | 3.92 | 3.92% | 0.79743 | 26.9049 | 3.92%
[5 empty] | 3.93 | 3.93% | 0.79832 | 26.9103 | 3.93%
[5 empty] | 3.94 | 3.94% | 0.79921 | 26.9156 | 3.94%
[5 empty] | 3.95 | 3.95% | 0.80009 | 26.921 | 3.95%
[5 empty] | 3.96 | 3.96% | 0.80098 | 26.9263 | 3.96%
[5 empty] | 3.97 | 3.97% | 0.80186 | 26.9317 | 3.97%
[5 empty] | 3.98 | 3.98% | 0.80275 | 26.9371 | 3.98%
[5 empty] | 3.99 | 3.99% | 0.80363 | 26.9424 | 3.99%
[5 empty] | 4 | 4% | 0.80451 | 26.9478 | 4%
[5 empty] | 4.01 | 4.01% | 0.80539 | 26.9532 | 4.01%
[5 empty] | 4.02 | 4.02% | 0.80626 | 26.9586 | 4.02%
[5 empty] | 4.03 | 4.03% | 0.80714 | 26.964 | 4.03%
[5 empty] | 4.04 | 4.04% | 0.80801 | 26.9693 | 4.04%
[5 empty] | 4.05 | 4.05% | 0.80889 | 26.9747 | 4.05%
[5 empty] | 4.06 | 4.06% | 0.80976 | 26.9801 | 4.06%
[5 empty] | 4.07 | 4.07% | 0.81063 | 26.9855 | 4.07%
[5 empty] | 4.08 | 4.08% | 0.8115 | 26.9909 | 4.08%
[5 empty] | 4.09 | 4.09% | 0.81237 | 26.9964 | 4.09%
[5 empty] | 4.1 | 4.1% | 0.81324 | 27.0018 | 4.1%
[5 empty] | 4.11 | 4.11% | 0.8141 | 27.0072 | 4.11%
[5 empty] | 4.12 | 4.12% | 0.81497 | 27.0126 | 4.12%
[5 empty] | 4.13 | 4.13% | 0.81583 | 27.018 | 4.13%
[5 empty] | 4.14 | 4.14% | 0.81669 | 27.0234 | 4.14%
[5 empty] | 4.15 | 4.15% | 0.81755 | 27.0289 | 4.15%
[5 empty] | 4.16 | 4.16% | 0.81841 | 27.0343 | 4.16%
[5 empty] | 4.17 | 4.17% | 0.81927 | 27.0398 | 4.17%
[5 empty] | 4.18 | 4.18% | 0.82013 | 27.0452 | 4.18%
[5 empty] | 4.19 | 4.19% | 0.82099 | 27.0506 | 4.19%
[5 empty] | 4.2 | 4.2% | 0.82184 | 27.0561 | 4.2%
[5 empty] | 4.21 | 4.21% | 0.82269 | 27.0615 | 4.21%
[5 empty] | 4.22 | 4.22% | 0.82355 | 27.067 | 4.22%
[5 empty] | 4.23 | 4.23% | 0.8244 | 27.0725 | 4.23%
[5 empty] | 4.24 | 4.24% | 0.82525 | 27.0779 | 4.24%
[5 empty] | 4.25 | 4.25% | 0.8261 | 27.0834 | 4.25%
[5 empty] | 4.26 | 4.26% | 0.82694 | 27.0889 | 4.26%
[5 empty] | 4.27 | 4.27% | 0.82779 | 27.0943 | 4.27%
[5 empty] | 4.28 | 4.28% | 0.82863 | 27.0998 | 4.28%
[5 empty] | 4.29 | 4.29% | 0.82948 | 27.1053 | 4.29%
[5 empty] | 4.3 | 4.3% | 0.83032 | 27.1108 | 4.3%
[5 empty] | 4.31 | 4.31% | 0.83116 | 27.1163 | 4.31%
[5 empty] | 4.32 | 4.32% | 0.832 | 27.1218 | 4.32%
[5 empty] | 4.33 | 4.33% | 0.83284 | 27.1273 | 4.33%
[5 empty] | 4.34 | 4.34% | 0.83368 | 27.1328 | 4.34%
[5 empty] | 4.35 | 4.35% | 0.83451 | 27.1383 | 4.35%
[5 empty] | 4.36 | 4.36% | 0.83535 | 27.1438 | 4.36%
[5 empty] | 4.37 | 4.37% | 0.83618 | 27.1493 | 4.37%
[5 empty] | 4.38 | 4.38% | 0.83701 | 27.1548 | 4.38%
[5 empty] | 4.39 | 4.39% | 0.83785 | 27.1603 | 4.39%
[5 empty] | 4.4 | 4.4% | 0.83868 | 27.1658 | 4.4%
[5 empty] | 4.41 | 4.41% | 0.8395 | 27.1714 | 4.41%
[5 empty] | 4.42 | 4.42% | 0.84033 | 27.1769 | 4.42%
[5 empty] | 4.43 | 4.43% | 0.84116 | 27.1824 | 4.43%
[5 empty] | 4.44 | 4.44% | 0.84198 | 27.188 | 4.44%
[5 empty] | 4.45 | 4.45% | 0.84281 | 27.1935 | 4.45%
[5 empty] | 4.46 | 4.46% | 0.84363 | 27.199 | 4.46%
[5 empty] | 4.47 | 4.47% | 0.84445 | 27.2046 | 4.47%
[5 empty] | 4.48 | 4.48% | 0.84527 | 27.2101 | 4.48%
[5 empty] | 4.49 | 4.49% | 0.84609 | 27.2157 | 4.49%
[5 empty] | 4.5 | 4.5% | 0.84691 | 27.2212 | 4.5%
[5 empty] | 4.51 | 4.51% | 0.84773 | 27.2268 | 4.51%
[5 empty] | 4.52 | 4.52% | 0.84854 | 27.2324 | 4.52%
[5 empty] | 4.53 | 4.53% | 0.84936 | 27.2379 | 4.53%
[5 empty] | 4.54 | 4.54% | 0.85017 | 27.2435 | 4.54%
[5 empty] | 4.55 | 4.55% | 0.85098 | 27.2491 | 4.55%
[5 empty] | 4.56 | 4.56% | 0.85179 | 27.2547 | 4.56%
[5 empty] | 4.57 | 4.57% | 0.8526 | 27.2602 | 4.57%
[5 empty] | 4.58 | 4.58% | 0.85341 | 27.2658 | 4.58%
[5 empty] | 4.59 | 4.59% | 0.85422 | 27.2714 | 4.59%
[5 empty] | 4.6 | 4.6% | 0.85503 | 27.277 | 4.6%
[5 empty] | 4.61 | 4.61% | 0.85583 | 27.2826 | 4.61%
[5 empty] | 4.62 | 4.62% | 0.85663 | 27.2882 | 4.62%
[5 empty] | 4.63 | 4.63% | 0.85744 | 27.2938 | 4.63%
[5 empty] | 4.64 | 4.64% | 0.85824 | 27.2994 | 4.64%
[5 empty] | 4.65 | 4.65% | 0.85904 | 27.305 | 4.65%
[5 empty] | 4.66 | 4.66% | 0.85984 | 27.3106 | 4.66%
[5 empty] | 4.67 | 4.67% | 0.86064 | 27.3163 | 4.67%
[5 empty] | 4.68 | 4.68% | 0.86143 | 27.3219 | 4.68%
[5 empty] | 4.69 | 4.69% | 0.86223 | 27.3275 | 4.69%
[5 empty] | 4.7 | 4.7% | 0.86302 | 27.3331 | 4.7%
[5 empty] | 4.71 | 4.71% | 0.86382 | 27.3388 | 4.71%
[5 empty] | 4.72 | 4.72% | 0.86461 | 27.3444 | 4.72%
[5 empty] | 4.73 | 4.73% | 0.8654 | 27.35 | 4.73%
[5 empty] | 4.74 | 4.74% | 0.86619 | 27.3557 | 4.74%
[5 empty] | 4.75 | 4.75% | 0.86698 | 27.3613 | 4.75%
[5 empty] | 4.76 | 4.76% | 0.86776 | 27.367 | 4.76%
[5 empty] | 4.77 | 4.77% | 0.86855 | 27.3726 | 4.77%
[5 empty] | 4.78 | 4.78% | 0.86934 | 27.3783 | 4.78%
[5 empty] | 4.79 | 4.79% | 0.87012 | 27.384 | 4.79%
[5 empty] | 4.8 | 4.8% | 0.8709 | 27.3896 | 4.8%
[5 empty] | 4.81 | 4.81% | 0.87168 | 27.3953 | 4.81%
[5 empty] | 4.82 | 4.82% | 0.87247 | 27.401 | 4.82%
[5 empty] | 4.83 | 4.83% | 0.87324 | 27.4066 | 4.83%
[5 empty] | 4.84 | 4.84% | 0.87402 | 27.4123 | 4.84%
[5 empty] | 4.85 | 4.85% | 0.8748 | 27.418 | 4.85%
[5 empty] | 4.86 | 4.86% | 0.87558 | 27.4237 | 4.86%
[5 empty] | 4.87 | 4.87% | 0.87635 | 27.4294 | 4.87%
[5 empty] | 4.88 | 4.88% | 0.87712 | 27.4351 | 4.88%
[5 empty] | 4.89 | 4.89% | 0.8779 | 27.4407 | 4.89%
[5 empty] | 4.9 | 4.9% | 0.87867 | 27.4464 | 4.9%
[5 empty] | 4.91 | 4.91% | 0.87944 | 27.4521 | 4.91%
[5 empty] | 4.92 | 4.92% | 0.88021 | 27.4579 | 4.92%
[5 empty] | 4.93 | 4.93% | 0.88098 | 27.4636 | 4.93%
[5 empty] | 4.94 | 4.94% | 0.88174 | 27.4693 | 4.94%
[5 empty] | 4.95 | 4.95% | 0.88251 | 27.475 | 4.95%
[5 empty] | 4.96 | 4.96% | 0.88327 | 27.4807 | 4.96%
[5 empty] | 4.97 | 4.97% | 0.88404 | 27.4864 | 4.97%
[5 empty] | 4.98 | 4.98% | 0.8848 | 27.4922 | 4.98%
[5 empty] | 4.99 | 4.99% | 0.88556 | 27.4979 | 4.99%
[5 empty] | 5 | 5% | 0.88632 | 27.5036 | 5%
[5 empty] | 5.01 | 5.01% | 0.88708 | 27.5094 | 5.01%
[5 empty] | 5.02 | 5.02% | 0.88784 | 27.5151 | 5.02%
[5 empty] | 5.03 | 5.03% | 0.88859 | 27.5208 | 5.03%
[5 empty] | 5.04 | 5.04% | 0.88935 | 27.5266 | 5.04%
[5 empty] | 5.05 | 5.05% | 0.8901 | 27.5323 | 5.05%
[5 empty] | 5.06 | 5.06% | 0.89086 | 27.5381 | 5.06%
[5 empty] | 5.07 | 5.07% | 0.89161 | 27.5438 | 5.07%
[5 empty] | 5.08 | 5.08% | 0.89236 | 27.5496 | 5.08%
[5 empty] | 5.09 | 5.09% | 0.89311 | 27.5554 | 5.09%
[5 empty] | 5.1 | 5.1% | 0.89386 | 27.5611 | 5.1%
[5 empty] | 5.11 | 5.11% | 0.89461 | 27.5669 | 5.11%
[5 empty] | 5.12 | 5.12% | 0.89535 | 27.5727 | 5.12%
[5 empty] | 5.13 | 5.13% | 0.8961 | 27.5785 | 5.13%
[5 empty] | 5.14 | 5.14% | 0.89684 | 27.5842 | 5.14%
[5 empty] | 5.15 | 5.15% | 0.89759 | 27.59 | 5.15%
[5 empty] | 5.16 | 5.16% | 0.89833 | 27.5958 | 5.16%
[5 empty] | 5.17 | 5.17% | 0.89907 | 27.6016 | 5.17%
[5 empty] | 5.18 | 5.18% | 0.89981 | 27.6074 | 5.18%
[5 empty] | 5.19 | 5.19% | 0.90055 | 27.6132 | 5.19%
[5 empty] | 5.2 | 5.2% | 0.90129 | 27.619 | 5.2%
[5 empty] | 5.21 | 5.21% | 0.90203 | 27.6248 | 5.21%
[5 empty] | 5.22 | 5.22% | 0.90276 | 27.6306 | 5.22%
[5 empty] | 5.23 | 5.23% | 0.9035 | 27.6364 | 5.23%
[5 empty] | 5.24 | 5.24% | 0.90423 | 27.6422 | 5.24%
[5 empty] | 5.25 | 5.25% | 0.90496 | 27.648 | 5.25%
[5 empty] | 5.26 | 5.26% | 0.90569 | 27.6539 | 5.26%
[5 empty] | 5.27 | 5.27% | 0.90642 | 27.6597 | 5.27%
[5 empty] | 5.28 | 5.28% | 0.90715 | 27.6655 | 5.28%
[5 empty] | 5.29 | 5.29% | 0.90788 | 27.6714 | 5.29%
[5 empty] | 5.3 | 5.3% | 0.90861 | 27.6772 | 5.3%
[5 empty] | 5.31 | 5.31% | 0.90934 | 27.683 | 5.31%
[5 empty] | 5.32 | 5.32% | 0.91006 | 27.6889 | 5.32%
[5 empty] | 5.33 | 5.33% | 0.91078 | 27.6947 | 5.33%
[5 empty] | 5.34 | 5.34% | 0.91151 | 27.7006 | 5.34%
[5 empty] | 5.35 | 5.35% | 0.91223 | 27.7064 | 5.35%
[5 empty] | 5.36 | 5.36% | 0.91295 | 27.7123 | 5.36%
[5 empty] | 5.37 | 5.37% | 0.91367 | 27.7181 | 5.37%
[5 empty] | 5.38 | 5.38% | 0.91439 | 27.724 | 5.38%
[5 empty] | 5.39 | 5.39% | 0.91511 | 27.7298 | 5.39%
[5 empty] | 5.4 | 5.4% | 0.91582 | 27.7357 | 5.4%
[5 empty] | 5.41 | 5.41% | 0.91654 | 27.7416 | 5.41%
[5 empty] | 5.42 | 5.42% | 0.91725 | 27.7475 | 5.42%
[5 empty] | 5.43 | 5.43% | 0.91797 | 27.7533 | 5.43%
[5 empty] | 5.44 | 5.44% | 0.91868 | 27.7592 | 5.44%
[5 empty] | 5.45 | 5.45% | 0.91939 | 27.7651 | 5.45%
[5 empty] | 5.46 | 5.46% | 0.9201 | 27.771 | 5.46%
[5 empty] | 5.47 | 5.47% | 0.92081 | 27.7769 | 5.47%
[5 empty] | 5.48 | 5.48% | 0.92152 | 27.7828 | 5.48%
[5 empty] | 5.49 | 5.49% | 0.92222 | 27.7887 | 5.49%
[5 empty] | 5.5 | 5.5% | 0.92293 | 27.7946 | 5.5%
[5 empty] | 5.51 | 5.51% | 0.92363 | 27.8005 | 5.51%
[5 empty] | 5.52 | 5.52% | 0.92434 | 27.8064 | 5.52%
[5 empty] | 5.53 | 5.53% | 0.92504 | 27.8123 | 5.53%
[5 empty] | 5.54 | 5.54% | 0.92574 | 27.8182 | 5.54%
[5 empty] | 5.55 | 5.55% | 0.92644 | 27.8241 | 5.55%
[5 empty] | 5.56 | 5.56% | 0.92714 | 27.83 | 5.56%
[5 empty] | 5.57 | 5.57% | 0.92784 | 27.836 | 5.57%
[5 empty] | 5.58 | 5.58% | 0.92854 | 27.8419 | 5.58%
[5 empty] | 5.59 | 5.59% | 0.92924 | 27.8478 | 5.59%
[5 empty] | 5.6 | 5.6% | 0.92993 | 27.8538 | 5.6%
[5 empty] | 5.61 | 5.61% | 0.93063 | 27.8597 | 5.61%
[5 empty] | 5.62 | 5.62% | 0.93132 | 27.8656 | 5.62%
[5 empty] | 5.63 | 5.63% | 0.93201 | 27.8716 | 5.63%
[5 empty] | 5.64 | 5.64% | 0.9327 | 27.8775 | 5.64%
[5 empty] | 5.65 | 5.65% | 0.93339 | 27.8835 | 5.65%
[5 empty] | 5.66 | 5.66% | 0.93408 | 27.8894 | 5.66%
[5 empty] | 5.67 | 5.67% | 0.93477 | 27.8954 | 5.67%
[5 empty] | 5.68 | 5.68% | 0.93546 | 27.9013 | 5.68%
[5 empty] | 5.69 | 5.69% | 0.93614 | 27.9073 | 5.69%
[5 empty] | 5.7 | 5.7% | 0.93683 | 27.9133 | 5.7%
[5 empty] | 5.71 | 5.71% | 0.93751 | 27.9192 | 5.71%
[5 empty] | 5.72 | 5.72% | 0.9382 | 27.9252 | 5.72%
[5 empty] | 5.73 | 5.73% | 0.93888 | 27.9312 | 5.73%
[5 empty] | 5.74 | 5.74% | 0.93956 | 27.9372 | 5.74%
[5 empty] | 5.75 | 5.75% | 0.94024 | 27.9431 | 5.75%
[5 empty] | 5.76 | 5.76% | 0.94092 | 27.9491 | 5.76%
[5 empty] | 5.77 | 5.77% | 0.9416 | 27.9551 | 5.77%
[5 empty] | 5.78 | 5.78% | 0.94228 | 27.9611 | 5.78%
[5 empty] | 5.79 | 5.79% | 0.94295 | 27.9671 | 5.79%
[5 empty] | 5.8 | 5.8% | 0.94363 | 27.9731 | 5.8%
[5 empty] | 5.81 | 5.81% | 0.9443 | 27.9791 | 5.81%
[5 empty] | 5.82 | 5.82% | 0.94497 | 27.9851 | 5.82%
[5 empty] | 5.83 | 5.83% | 0.94565 | 27.9911 | 5.83%
[5 empty] | 5.84 | 5.84% | 0.94632 | 27.9971 | 5.84%
[5 empty] | 5.85 | 5.85% | 0.94699 | 28.0031 | 5.85%
[5 empty] | 5.86 | 5.86% | 0.94766 | 28.0092 | 5.86%
[5 empty] | 5.87 | 5.87% | 0.94833 | 28.0152 | 5.87%
[5 empty] | 5.88 | 5.88% | 0.94899 | 28.0212 | 5.88%
[5 empty] | 5.89 | 5.89% | 0.94966 | 28.0272 | 5.89%
[5 empty] | 5.9 | 5.9% | 0.95032 | 28.0333 | 5.9%
[5 empty] | 5.91 | 5.91% | 0.95099 | 28.0393 | 5.91%
[5 empty] | 5.92 | 5.92% | 0.95165 | 28.0453 | 5.92%
[5 empty] | 5.93 | 5.93% | 0.95231 | 28.0514 | 5.93%
[5 empty] | 5.94 | 5.94% | 0.95298 | 28.0574 | 5.94%
[5 empty] | 5.95 | 5.95% | 0.95364 | 28.0634 | 5.95%
[5 empty] | 5.96 | 5.96% | 0.9543 | 28.0695 | 5.96%
[5 empty] | 5.97 | 5.97% | 0.95495 | 28.0755 | 5.97%
[5 empty] | 5.98 | 5.98% | 0.95561 | 28.0816 | 5.98%
[5 empty] | 5.99 | 5.99% | 0.95627 | 28.0877 | 5.99%
[5 empty] | 6 | 6% | 0.95692 | 28.0937 | 6%
[5 empty] | 6.01 | 6.01% | 0.95758 | 28.0998 | 6.01%
[5 empty] | 6.02 | 6.02% | 0.95823 | 28.1059 | 6.02%
[5 empty] | 6.03 | 6.03% | 0.95888 | 28.1119 | 6.03%
[5 empty] | 6.04 | 6.04% | 0.95953 | 28.118 | 6.04%
[5 empty] | 6.05 | 6.05% | 0.96019 | 28.1241 | 6.05%
[5 empty] | 6.06 | 6.06% | 0.96083 | 28.1302 | 6.06%
[5 empty] | 6.07 | 6.07% | 0.96148 | 28.1362 | 6.07%
[5 empty] | 6.08 | 6.08% | 0.96213 | 28.1423 | 6.08%
[5 empty] | 6.09 | 6.09% | 0.96278 | 28.1484 | 6.09%
[5 empty] | 6.1 | 6.1% | 0.96342 | 28.1545 | 6.1%
[5 empty] | 6.11 | 6.11% | 0.96407 | 28.1606 | 6.11%
[5 empty] | 6.12 | 6.12% | 0.96471 | 28.1667 | 6.12%
[5 empty] | 6.13 | 6.13% | 0.96536 | 28.1728 | 6.13%
[5 empty] | 6.14 | 6.14% | 0.966 | 28.1789 | 6.14%
[5 empty] | 6.15 | 6.15% | 0.96664 | 28.185 | 6.15%
[5 empty] | 6.16 | 6.16% | 0.96728 | 28.1911 | 6.16%
[5 empty] | 6.17 | 6.17% | 0.96792 | 28.1972 | 6.17%
[5 empty] | 6.18 | 6.18% | 0.96856 | 28.2033 | 6.18%
[5 empty] | 6.19 | 6.19% | 0.96919 | 28.2095 | 6.19%
[5 empty] | 6.2 | 6.2% | 0.96983 | 28.2156 | 6.2%
[5 empty] | 6.21 | 6.21% | 0.97046 | 28.2217 | 6.21%
[5 empty] | 6.22 | 6.22% | 0.9711 | 28.2278 | 6.22%
[5 empty] | 6.23 | 6.23% | 0.97173 | 28.234 | 6.23%
[5 empty] | 6.24 | 6.24% | 0.97236 | 28.2401 | 6.24%
[5 empty] | 6.25 | 6.25% | 0.973 | 28.2463 | 6.25%
[5 empty] | 6.26 | 6.26% | 0.97363 | 28.2524 | 6.26%
[5 empty] | 6.27 | 6.27% | 0.97426 | 28.2585 | 6.27%
[5 empty] | 6.28 | 6.28% | 0.97488 | 28.2647 | 6.28%
[5 empty] | 6.29 | 6.29% | 0.97551 | 28.2708 | 6.29%
[5 empty] | 6.3 | 6.3% | 0.97614 | 28.277 | 6.3%
[5 empty] | 6.31 | 6.31% | 0.97676 | 28.2831 | 6.31%
[5 empty] | 6.32 | 6.32% | 0.97739 | 28.2893 | 6.32%
[5 empty] | 6.33 | 6.33% | 0.97801 | 28.2955 | 6.33%
[5 empty] | 6.34 | 6.34% | 0.97864 | 28.3016 | 6.34%
[5 empty] | 6.35 | 6.35% | 0.97926 | 28.3078 | 6.35%
[5 empty] | 6.36 | 6.36% | 0.97988 | 28.314 | 6.36%
[5 empty] | 6.37 | 6.37% | 0.9805 | 28.3202 | 6.37%
[5 empty] | 6.38 | 6.38% | 0.98112 | 28.3263 | 6.38%
[5 empty] | 6.39 | 6.39% | 0.98174 | 28.3325 | 6.39%
[5 empty] | 6.4 | 6.4% | 0.98236 | 28.3387 | 6.4%
[5 empty] | 6.41 | 6.41% | 0.98297 | 28.3449 | 6.41%
[5 empty] | 6.42 | 6.42% | 0.98359 | 28.3511 | 6.42%
[5 empty] | 6.43 | 6.43% | 0.9842 | 28.3573 | 6.43%
[5 empty] | 6.44 | 6.44% | 0.98482 | 28.3635 | 6.44%
[5 empty] | 6.45 | 6.45% | 0.98543 | 28.3697 | 6.45%
[5 empty] | 6.46 | 6.46% | 0.98604 | 28.3759 | 6.46%
[5 empty] | 6.47 | 6.47% | 0.98665 | 28.3821 | 6.47%
[5 empty] | 6.48 | 6.48% | 0.98726 | 28.3883 | 6.48%
[5 empty] | 6.49 | 6.49% | 0.98787 | 28.3945 | 6.49%
[5 empty] | 6.5 | 6.5% | 0.98848 | 28.4007 | 6.5%
[5 empty] | 6.51 | 6.51% | 0.98909 | 28.4069 | 6.51%
[5 empty] | 6.52 | 6.52% | 0.98969 | 28.4131 | 6.52%
[5 empty] | 6.53 | 6.53% | 0.9903 | 28.4194 | 6.53%
[5 empty] | 6.54 | 6.54% | 0.99091 | 28.4256 | 6.54%
[5 empty] | 6.55 | 6.55% | 0.99151 | 28.4318 | 6.55%
[5 empty] | 6.56 | 6.56% | 0.99211 | 28.438 | 6.56%
[5 empty] | 6.57 | 6.57% | 0.99271 | 28.4443 | 6.57%
[5 empty] | 6.58 | 6.58% | 0.99332 | 28.4505 | 6.58%
[5 empty] | 6.59 | 6.59% | 0.99392 | 28.4568 | 6.59%
[5 empty] | 6.6 | 6.6% | 0.99451 | 28.463 | 6.6%
[5 empty] | 6.61 | 6.61% | 0.99511 | 28.4692 | 6.61%
[5 empty] | 6.62 | 6.62% | 0.99571 | 28.4755 | 6.62%
[5 empty] | 6.63 | 6.63% | 0.99631 | 28.4817 | 6.63%
[5 empty] | 6.64 | 6.64% | 0.9969 | 28.488 | 6.64%
[5 empty] | 6.65 | 6.65% | 0.9975 | 28.4943 | 6.65%
[5 empty] | 6.66 | 6.66% | 0.99809 | 28.5005 | 6.66%
[5 empty] | 6.67 | 6.67% | 0.99869 | 28.5068 | 6.67%
[5 empty] | 6.68 | 6.68% | 0.99928 | 28.5131 | 6.68%
[5 empty] | 6.69 | 6.69% | 0.99987 | 28.5193 | 6.69%
[5 empty] | 6.7 | 6.7% | 1.0005 | 28.5256 | 6.7%
[5 empty] | 6.71 | 6.71% | 1.001 | 28.5319 | 6.71%
[5 empty] | 6.72 | 6.72% | 1.0016 | 28.5382 | 6.72%
[5 empty] | 6.73 | 6.73% | 1.0022 | 28.5444 | 6.73%
[5 empty] | 6.74 | 6.74% | 1.0028 | 28.5507 | 6.74%
[5 empty] | 6.75 | 6.75% | 1.0034 | 28.557 | 6.75%
[5 empty] | 6.76 | 6.76% | 1.004 | 28.5633 | 6.76%
[5 empty] | 6.77 | 6.77% | 1.0046 | 28.5696 | 6.77%
[5 empty] | 6.78 | 6.78% | 1.0052 | 28.5759 | 6.78%
[5 empty] | 6.79 | 6.79% | 1.0057 | 28.5822 | 6.79%
[5 empty] | 6.8 | 6.8% | 1.0063 | 28.5885 | 6.8%
[5 empty] | 6.81 | 6.81% | 1.0069 | 28.5948 | 6.81%
[5 empty] | 6.82 | 6.82% | 1.0075 | 28.6011 | 6.82%
[5 empty] | 6.83 | 6.83% | 1.0081 | 28.6074 | 6.83%
[5 empty] | 6.84 | 6.84% | 1.0086 | 28.6137 | 6.84%
[5 empty] | 6.85 | 6.85% | 1.0092 | 28.62 | 6.85%
[5 empty] | 6.86 | 6.86% | 1.0098 | 28.6264 | 6.86%
[5 empty] | 6.87 | 6.87% | 1.0104 | 28.6327 | 6.87%
[5 empty] | 6.88 | 6.88% | 1.0109 | 28.639 | 6.88%
[5 empty] | 6.89 | 6.89% | 1.0115 | 28.6453 | 6.89%
[5 empty] | 6.9 | 6.9% | 1.0121 | 28.6517 | 6.9%
[5 empty] | 6.91 | 6.91% | 1.0127 | 28.658 | 6.91%
[5 empty] | 6.92 | 6.92% | 1.0132 | 28.6643 | 6.92%
[5 empty] | 6.93 | 6.93% | 1.0138 | 28.6707 | 6.93%
[5 empty] | 6.94 | 6.94% | 1.0144 | 28.677 | 6.94%
[5 empty] | 6.95 | 6.95% | 1.0149 | 28.6834 | 6.95%
[5 empty] | 6.96 | 6.96% | 1.0155 | 28.6897 | 6.96%
[5 empty] | 6.97 | 6.97% | 1.0161 | 28.6961 | 6.97%
[5 empty] | 6.98 | 6.98% | 1.0166 | 28.7024 | 6.98%
[5 empty] | 6.99 | 6.99% | 1.0172 | 28.7088 | 6.99%
[5 empty] | 7 | 7% | 1.0178 | 28.7151 | 7%
[5 empty] | 7.01 | 7.01% | 1.0183 | 28.7215 | 7.01%
[5 empty] | 7.02 | 7.02% | 1.0189 | 28.7279 | 7.02%
[5 empty] | 7.03 | 7.03% | 1.0195 | 28.7342 | 7.03%
[5 empty] | 7.04 | 7.04% | 1.02 | 28.7406 | 7.04%
[5 empty] | 7.05 | 7.05% | 1.0206 | 28.747 | 7.05%
[5 empty] | 7.06 | 7.06% | 1.0211 | 28.7534 | 7.06%
[5 empty] | 7.07 | 7.07% | 1.0217 | 28.7597 | 7.07%
[5 empty] | 7.08 | 7.08% | 1.0223 | 28.7661 | 7.08%
[5 empty] | 7.09 | 7.09% | 1.0228 | 28.7725 | 7.09%
[5 empty] | 7.1 | 7.1% | 1.0234 | 28.7789 | 7.1%
[5 empty] | 7.11 | 7.11% | 1.0239 | 28.7853 | 7.11%
[5 empty] | 7.12 | 7.12% | 1.0245 | 28.7917 | 7.12%
[5 empty] | 7.13 | 7.13% | 1.025 | 28.7981 | 7.13%
[5 empty] | 7.14 | 7.14% | 1.0256 | 28.8045 | 7.14%
[5 empty] | 7.15 | 7.15% | 1.0261 | 28.8109 | 7.15%
[5 empty] | 7.16 | 7.16% | 1.0267 | 28.8173 | 7.16%
[5 empty] | 7.17 | 7.17% | 1.0272 | 28.8237 | 7.17%
[5 empty] | 7.18 | 7.18% | 1.0278 | 28.8301 | 7.18%
[5 empty] | 7.19 | 7.19% | 1.0283 | 28.8365 | 7.19%
[5 empty] | 7.2 | 7.2% | 1.0289 | 28.8429 | 7.2%
[5 empty] | 7.21 | 7.21% | 1.0294 | 28.8493 | 7.21%
[5 empty] | 7.22 | 7.22% | 1.03 | 28.8558 | 7.22%
[5 empty] | 7.23 | 7.23% | 1.0305 | 28.8622 | 7.23%
[5 empty] | 7.24 | 7.24% | 1.0311 | 28.8686 | 7.24%
[5 empty] | 7.25 | 7.25% | 1.0316 | 28.8751 | 7.25%
[5 empty] | 7.26 | 7.26% | 1.0322 | 28.8815 | 7.26%
[5 empty] | 7.27 | 7.27% | 1.0327 | 28.8879 | 7.27%
[5 empty] | 7.28 | 7.28% | 1.0332 | 28.8944 | 7.28%
[5 empty] | 7.29 | 7.29% | 1.0338 | 28.9008 | 7.29%
[5 empty] | 7.3 | 7.3% | 1.0343 | 28.9072 | 7.3%
[5 empty] | 7.31 | 7.31% | 1.0349 | 28.9137 | 7.31%
[5 empty] | 7.32 | 7.32% | 1.0354 | 28.9201 | 7.32%
[5 empty] | 7.33 | 7.33% | 1.0359 | 28.9266 | 7.33%
[5 empty] | 7.34 | 7.34% | 1.0365 | 28.933 | 7.34%
[5 empty] | 7.35 | 7.35% | 1.037 | 28.9395 | 7.35%
[5 empty] | 7.36 | 7.36% | 1.0376 | 28.946 | 7.36%
[5 empty] | 7.37 | 7.37% | 1.0381 | 28.9524 | 7.37%
[5 empty] | 7.38 | 7.38% | 1.0386 | 28.9589 | 7.38%
[5 empty] | 7.39 | 7.39% | 1.0392 | 28.9654 | 7.39%
[5 empty] | 7.4 | 7.4% | 1.0397 | 28.9718 | 7.4%
[5 empty] | 7.41 | 7.41% | 1.0402 | 28.9783 | 7.41%
[5 empty] | 7.42 | 7.42% | 1.0407 | 28.9848 | 7.42%
[5 empty] | 7.43 | 7.43% | 1.0413 | 28.9913 | 7.43%
[5 empty] | 7.44 | 7.44% | 1.0418 | 28.9977 | 7.44%
[5 empty] | 7.45 | 7.45% | 1.0423 | 29.0042 | 7.45%
[5 empty] | 7.46 | 7.46% | 1.0429 | 29.0107 | 7.46%
[5 empty] | 7.47 | 7.47% | 1.0434 | 29.0172 | 7.47%
[5 empty] | 7.48 | 7.48% | 1.0439 | 29.0237 | 7.48%
[5 empty] | 7.49 | 7.49% | 1.0444 | 29.0302 | 7.49%
[5 empty] | 7.5 | 7.5% | 1.045 | 29.0367 | 7.5%
[5 empty] | 7.51 | 7.51% | 1.0455 | 29.0432 | 7.51%
[5 empty] | 7.52 | 7.52% | 1.046 | 29.0497 | 7.52%
[5 empty] | 7.53 | 7.53% | 1.0465 | 29.0562 | 7.53%
[5 empty] | 7.54 | 7.54% | 1.0471 | 29.0627 | 7.54%
[5 empty] | 7.55 | 7.55% | 1.0476 | 29.0692 | 7.55%
[5 empty] | 7.56 | 7.56% | 1.0481 | 29.0757 | 7.56%
[5 empty] | 7.57 | 7.57% | 1.0486 | 29.0823 | 7.57%
[5 empty] | 7.58 | 7.58% | 1.0491 | 29.0888 | 7.58%
[5 empty] | 7.59 | 7.59% | 1.0496 | 29.0953 | 7.59%
[5 empty] | 7.6 | 7.6% | 1.0502 | 29.1018 | 7.6%
[5 empty] | 7.61 | 7.61% | 1.0507 | 29.1084 | 7.61%
[5 empty] | 7.62 | 7.62% | 1.0512 | 29.1149 | 7.62%
[5 empty] | 7.63 | 7.63% | 1.0517 | 29.1214 | 7.63%
[5 empty] | 7.64 | 7.64% | 1.0522 | 29.128 | 7.64%
[5 empty] | 7.65 | 7.65% | 1.0527 | 29.1345 | 7.65%
[5 empty] | 7.66 | 7.66% | 1.0532 | 29.141 | 7.66%
[5 empty] | 7.67 | 7.67% | 1.0538 | 29.1476 | 7.67%
[5 empty] | 7.68 | 7.68% | 1.0543 | 29.1541 | 7.68%
[5 empty] | 7.69 | 7.69% | 1.0548 | 29.1607 | 7.69%
[5 empty] | 7.7 | 7.7% | 1.0553 | 29.1672 | 7.7%
[5 empty] | 7.71 | 7.71% | 1.0558 | 29.1738 | 7.71%
[5 empty] | 7.72 | 7.72% | 1.0563 | 29.1803 | 7.72%
[5 empty] | 7.73 | 7.73% | 1.0568 | 29.1869 | 7.73%
[5 empty] | 7.74 | 7.74% | 1.0573 | 29.1935 | 7.74%
[5 empty] | 7.75 | 7.75% | 1.0578 | 29.2 | 7.75%
[5 empty] | 7.76 | 7.76% | 1.0583 | 29.2066 | 7.76%
[5 empty] | 7.77 | 7.77% | 1.0588 | 29.2132 | 7.77%
[5 empty] | 7.78 | 7.78% | 1.0593 | 29.2197 | 7.78%
[5 empty] | 7.79 | 7.79% | 1.0598 | 29.2263 | 7.79%
[5 empty] | 7.8 | 7.8% | 1.0603 | 29.2329 | 7.8%
[5 empty] | 7.81 | 7.81% | 1.0608 | 29.2395 | 7.81%
[5 empty] | 7.82 | 7.82% | 1.0613 | 29.2461 | 7.82%
[5 empty] | 7.83 | 7.83% | 1.0618 | 29.2526 | 7.83%
[5 empty] | 7.84 | 7.84% | 1.0623 | 29.2592 | 7.84%
[5 empty] | 7.85 | 7.85% | 1.0628 | 29.2658 | 7.85%
[5 empty] | 7.86 | 7.86% | 1.0633 | 29.2724 | 7.86%
[5 empty] | 7.87 | 7.87% | 1.0638 | 29.279 | 7.87%
[5 empty] | 7.88 | 7.88% | 1.0643 | 29.2856 | 7.88%
[5 empty] | 7.89 | 7.89% | 1.0648 | 29.2922 | 7.89%
[5 empty] | 7.9 | 7.9% | 1.0653 | 29.2988 | 7.9%
[5 empty] | 7.91 | 7.91% | 1.0658 | 29.3054 | 7.91%
[5 empty] | 7.92 | 7.92% | 1.0663 | 29.312 | 7.92%
[5 empty] | 7.93 | 7.93% | 1.0668 | 29.3186 | 7.93%
[5 empty] | 7.94 | 7.94% | 1.0673 | 29.3253 | 7.94%
[5 empty] | 7.95 | 7.95% | 1.0678 | 29.3319 | 7.95%
[5 empty] | 7.96 | 7.96% | 1.0683 | 29.3385 | 7.96%
[5 empty] | 7.97 | 7.97% | 1.0687 | 29.3451 | 7.97%
[5 empty] | 7.98 | 7.98% | 1.0692 | 29.3517 | 7.98%
[5 empty] | 7.99 | 7.99% | 1.0697 | 29.3584 | 7.99%
[5 empty] | 8 | 8% | 1.0702 | 29.365 | 8%
[5 empty] | 8.01 | 8.01% | 1.0707 | 29.3716 | 8.01%
[5 empty] | 8.02 | 8.02% | 1.0712 | 29.3783 | 8.02%
[5 empty] | 8.03 | 8.03% | 1.0717 | 29.3849 | 8.03%
[5 empty] | 8.04 | 8.04% | 1.0722 | 29.3915 | 8.04%
[5 empty] | 8.05 | 8.05% | 1.0726 | 29.3982 | 8.05%
[5 empty] | 8.06 | 8.06% | 1.0731 | 29.4048 | 8.06%
[5 empty] | 8.07 | 8.07% | 1.0736 | 29.4115 | 8.07%
[5 empty] | 8.08 | 8.08% | 1.0741 | 29.4181 | 8.08%
[5 empty] | 8.09 | 8.09% | 1.0746 | 29.4248 | 8.09%
[5 empty] | 8.1 | 8.1% | 1.075 | 29.4314 | 8.1%
[5 empty] | 8.11 | 8.11% | 1.0755 | 29.4381 | 8.11%
[5 empty] | 8.12 | 8.12% | 1.076 | 29.4448 | 8.12%
[5 empty] | 8.13 | 8.13% | 1.0765 | 29.4514 | 8.13%
[5 empty] | 8.14 | 8.14% | 1.077 | 29.4581 | 8.14%
[5 empty] | 8.15 | 8.15% | 1.0774 | 29.4648 | 8.15%
[5 empty] | 8.16 | 8.16% | 1.0779 | 29.4714 | 8.16%
[5 empty] | 8.17 | 8.17% | 1.0784 | 29.4781 | 8.17%
[5 empty] | 8.18 | 8.18% | 1.0789 | 29.4848 | 8.18%
[5 empty] | 8.19 | 8.19% | 1.0793 | 29.4915 | 8.19%
[5 empty] | 8.2 | 8.2% | 1.0798 | 29.4981 | 8.2%
[5 empty] | 8.21 | 8.21% | 1.0803 | 29.5048 | 8.21%
[5 empty] | 8.22 | 8.22% | 1.0807 | 29.5115 | 8.22%
[5 empty] | 8.23 | 8.23% | 1.0812 | 29.5182 | 8.23%
[5 empty] | 8.24 | 8.24% | 1.0817 | 29.5249 | 8.24%
[5 empty] | 8.25 | 8.25% | 1.0822 | 29.5316 | 8.25%
[5 empty] | 8.26 | 8.26% | 1.0826 | 29.5383 | 8.26%
[5 empty] | 8.27 | 8.27% | 1.0831 | 29.545 | 8.27%
[5 empty] | 8.28 | 8.28% | 1.0836 | 29.5517 | 8.28%
[5 empty] | 8.29 | 8.29% | 1.084 | 29.5584 | 8.29%
[5 empty] | 8.3 | 8.3% | 1.0845 | 29.5651 | 8.3%
[5 empty] | 8.31 | 8.31% | 1.085 | 29.5718 | 8.31%
[5 empty] | 8.32 | 8.32% | 1.0854 | 29.5785 | 8.32%
[5 empty] | 8.33 | 8.33% | 1.0859 | 29.5852 | 8.33%
[5 empty] | 8.34 | 8.34% | 1.0863 | 29.5919 | 8.34%
[5 empty] | 8.35 | 8.35% | 1.0868 | 29.5987 | 8.35%
[5 empty] | 8.36 | 8.36% | 1.0873 | 29.6054 | 8.36%
[5 empty] | 8.37 | 8.37% | 1.0877 | 29.6121 | 8.37%
[5 empty] | 8.38 | 8.38% | 1.0882 | 29.6188 | 8.38%
[5 empty] | 8.39 | 8.39% | 1.0886 | 29.6255 | 8.39%
[5 empty] | 8.4 | 8.4% | 1.0891 | 29.6323 | 8.4%
[5 empty] | 8.41 | 8.41% | 1.0896 | 29.639 | 8.41%
[5 empty] | 8.42 | 8.42% | 1.09 | 29.6457 | 8.42%
[5 empty] | 8.43 | 8.43% | 1.0905 | 29.6525 | 8.43%
[5 empty] | 8.44 | 8.44% | 1.0909 | 29.6592 | 8.44%
[5 empty] | 8.45 | 8.45% | 1.0914 | 29.666 | 8.45%
[5 empty] | 8.46 | 8.46% | 1.0918 | 29.6727 | 8.46%
[5 empty] | 8.47 | 8.47% | 1.0923 | 29.6795 | 8.47%
[5 empty] | 8.48 | 8.48% | 1.0928 | 29.6862 | 8.48%
[5 empty] | 8.49 | 8.49% | 1.0932 | 29.693 | 8.49%
[5 empty] | 8.5 | 8.5% | 1.0937 | 29.6997 | 8.5%
[5 empty] | 8.51 | 8.51% | 1.0941 | 29.7065 | 8.51%
[5 empty] | 8.52 | 8.52% | 1.0946 | 29.7132 | 8.52%
[5 empty] | 8.53 | 8.53% | 1.095 | 29.72 | 8.53%
[5 empty] | 8.54 | 8.54% | 1.0955 | 29.7268 | 8.54%
[5 empty] | 8.55 | 8.55% | 1.0959 | 29.7335 | 8.55%
[5 empty] | 8.56 | 8.56% | 1.0964 | 29.7403 | 8.56%
[5 empty] | 8.57 | 8.57% | 1.0968 | 29.7471 | 8.57%
[5 empty] | 8.58 | 8.58% | 1.0973 | 29.7538 | 8.58%
[5 empty] | 8.59 | 8.59% | 1.0977 | 29.7606 | 8.59%
[5 empty] | 8.6 | 8.6% | 1.0981 | 29.7674 | 8.6%
[5 empty] | 8.61 | 8.61% | 1.0986 | 29.7742 | 8.61%
[5 empty] | 8.62 | 8.62% | 1.099 | 29.781 | 8.62%
[5 empty] | 8.63 | 8.63% | 1.0995 | 29.7878 | 8.63%
[5 empty] | 8.64 | 8.64% | 1.0999 | 29.7945 | 8.64%
[5 empty] | 8.65 | 8.65% | 1.1004 | 29.8013 | 8.65%
[5 empty] | 8.66 | 8.66% | 1.1008 | 29.8081 | 8.66%
[5 empty] | 8.67 | 8.67% | 1.1012 | 29.8149 | 8.67%
[5 empty] | 8.68 | 8.68% | 1.1017 | 29.8217 | 8.68%
[5 empty] | 8.69 | 8.69% | 1.1021 | 29.8285 | 8.69%
[5 empty] | 8.7 | 8.7% | 1.1026 | 29.8353 | 8.7%
[5 empty] | 8.71 | 8.71% | 1.103 | 29.8421 | 8.71%
[5 empty] | 8.72 | 8.72% | 1.1034 | 29.8489 | 8.72%
[5 empty] | 8.73 | 8.73% | 1.1039 | 29.8557 | 8.73%
[5 empty] | 8.74 | 8.74% | 1.1043 | 29.8626 | 8.74%
[5 empty] | 8.75 | 8.75% | 1.1048 | 29.8694 | 8.75%
[5 empty] | 8.76 | 8.76% | 1.1052 | 29.8762 | 8.76%
[5 empty] | 8.77 | 8.77% | 1.1056 | 29.883 | 8.77%
[5 empty] | 8.78 | 8.78% | 1.1061 | 29.8898 | 8.78%
[5 empty] | 8.79 | 8.79% | 1.1065 | 29.8967 | 8.79%
[5 empty] | 8.8 | 8.8% | 1.1069 | 29.9035 | 8.8%
[5 empty] | 8.81 | 8.81% | 1.1074 | 29.9103 | 8.81%
[5 empty] | 8.82 | 8.82% | 1.1078 | 29.9171 | 8.82%
[5 empty] | 8.83 | 8.83% | 1.1082 | 29.924 | 8.83%
[5 empty] | 8.84 | 8.84% | 1.1087 | 29.9308 | 8.84%
[5 empty] | 8.85 | 8.85% | 1.1091 | 29.9377 | 8.85%
[5 empty] | 8.86 | 8.86% | 1.1095 | 29.9445 | 8.86%
[5 empty] | 8.87 | 8.87% | 1.1099 | 29.9513 | 8.87%
[5 empty] | 8.88 | 8.88% | 1.1104 | 29.9582 | 8.88%
[5 empty] | 8.89 | 8.89% | 1.1108 | 29.965 | 8.89%
[5 empty] | 8.9 | 8.9% | 1.1112 | 29.9719 | 8.9%
[5 empty] | 8.91 | 8.91% | 1.1116 | 29.9787 | 8.91%
[5 empty] | 8.92 | 8.92% | 1.1121 | 29.9856 | 8.92%
[5 empty] | 8.93 | 8.93% | 1.1125 | 29.9924 | 8.93%
[5 empty] | 8.94 | 8.94% | 1.1129 | 29.9993 | 8.94%
[5 empty] | 8.95 | 8.95% | 1.1133 | 30.0062 | 8.95%
[5 empty] | 8.96 | 8.96% | 1.1138 | 30.013 | 8.96%
[5 empty] | 8.97 | 8.97% | 1.1142 | 30.0199 | 8.97%
[5 empty] | 8.98 | 8.98% | 1.1146 | 30.0268 | 8.98%
[5 empty] | 8.99 | 8.99% | 1.115 | 30.0336 | 8.99%
[5 empty] | 9 | 9% | 1.1155 | 30.0405 | 9%
[5 empty] | 9.01 | 9.01% | 1.1159 | 30.0474 | 9.01%
[5 empty] | 9.02 | 9.02% | 1.1163 | 30.0543 | 9.02%
[5 empty] | 9.03 | 9.03% | 1.1167 | 30.0611 | 9.03%
[5 empty] | 9.04 | 9.04% | 1.1171 | 30.068 | 9.04%
[5 empty] | 9.05 | 9.05% | 1.1176 | 30.0749 | 9.05%
[5 empty] | 9.06 | 9.06% | 1.118 | 30.0818 | 9.06%
[5 empty] | 9.07 | 9.07% | 1.1184 | 30.0887 | 9.07%
[5 empty] | 9.08 | 9.08% | 1.1188 | 30.0956 | 9.08%
[5 empty] | 9.09 | 9.09% | 1.1192 | 30.1025 | 9.09%
[5 empty] | 9.1 | 9.1% | 1.1196 | 30.1094 | 9.1%
[5 empty] | 9.11 | 9.11% | 1.12 | 30.1163 | 9.11%
[5 empty] | 9.12 | 9.12% | 1.1205 | 30.1232 | 9.12%
[5 empty] | 9.13 | 9.13% | 1.1209 | 30.1301 | 9.13%
[5 empty] | 9.14 | 9.14% | 1.1213 | 30.137 | 9.14%
[5 empty] | 9.15 | 9.15% | 1.1217 | 30.1439 | 9.15%
[5 empty] | 9.16 | 9.16% | 1.1221 | 30.1508 | 9.16%
[5 empty] | 9.17 | 9.17% | 1.1225 | 30.1577 | 9.17%
[5 empty] | 9.18 | 9.18% | 1.1229 | 30.1646 | 9.18%
[5 empty] | 9.19 | 9.19% | 1.1233 | 30.1715 | 9.19%
[5 empty] | 9.2 | 9.2% | 1.1237 | 30.1784 | 9.2%
[5 empty] | 9.21 | 9.21% | 1.1242 | 30.1854 | 9.21%
[5 empty] | 9.22 | 9.22% | 1.1246 | 30.1923 | 9.22%
[5 empty] | 9.23 | 9.23% | 1.125 | 30.1992 | 9.23%
[5 empty] | 9.24 | 9.24% | 1.1254 | 30.2061 | 9.24%
[5 empty] | 9.25 | 9.25% | 1.1258 | 30.2131 | 9.25%
[5 empty] | 9.26 | 9.26% | 1.1262 | 30.22 | 9.26%
[5 empty] | 9.27 | 9.27% | 1.1266 | 30.2269 | 9.27%
[5 empty] | 9.28 | 9.28% | 1.127 | 30.2339 | 9.28%
[5 empty] | 9.29 | 9.29% | 1.1274 | 30.2408 | 9.29%
[5 empty] | 9.3 | 9.3% | 1.1278 | 30.2477 | 9.3%
[5 empty] | 9.31 | 9.31% | 1.1282 | 30.2547 | 9.31%
[5 empty] | 9.32 | 9.32% | 1.1286 | 30.2616 | 9.32%
[5 empty] | 9.33 | 9.33% | 1.129 | 30.2686 | 9.33%
[5 empty] | 9.34 | 9.34% | 1.1294 | 30.2755 | 9.34%
[5 empty] | 9.35 | 9.35% | 1.1298 | 30.2825 | 9.35%
[5 empty] | 9.36 | 9.36% | 1.1302 | 30.2894 | 9.36%
[5 empty] | 9.37 | 9.37% | 1.1306 | 30.2964 | 9.37%
[5 empty] | 9.38 | 9.38% | 1.131 | 30.3033 | 9.38%
[5 empty] | 9.39 | 9.39% | 1.1314 | 30.3103 | 9.39%
[5 empty] | 9.4 | 9.4% | 1.1318 | 30.3173 | 9.4%
[5 empty] | 9.41 | 9.41% | 1.1322 | 30.3242 | 9.41%
[5 empty] | 9.42 | 9.42% | 1.1326 | 30.3312 | 9.42%
[5 empty] | 9.43 | 9.43% | 1.133 | 30.3382 | 9.43%
[5 empty] | 9.44 | 9.44% | 1.1334 | 30.3451 | 9.44%
[5 empty] | 9.45 | 9.45% | 1.1338 | 30.3521 | 9.45%
[5 empty] | 9.46 | 9.46% | 1.1342 | 30.3591 | 9.46%
[5 empty] | 9.47 | 9.47% | 1.1346 | 30.3661 | 9.47%
[5 empty] | 9.48 | 9.48% | 1.135 | 30.3731 | 9.48%
[5 empty] | 9.49 | 9.49% | 1.1353 | 30.38 | 9.49%
[5 empty] | 9.5 | 9.5% | 1.1357 | 30.387 | 9.5%
[5 empty] | 9.51 | 9.51% | 1.1361 | 30.394 | 9.51%
[5 empty] | 9.52 | 9.52% | 1.1365 | 30.401 | 9.52%
[5 empty] | 9.53 | 9.53% | 1.1369 | 30.408 | 9.53%
[5 empty] | 9.54 | 9.54% | 1.1373 | 30.415 | 9.54%
[5 empty] | 9.55 | 9.55% | 1.1377 | 30.422 | 9.55%
[5 empty] | 9.56 | 9.56% | 1.1381 | 30.429 | 9.56%
[5 empty] | 9.57 | 9.57% | 1.1385 | 30.436 | 9.57%
[5 empty] | 9.58 | 9.58% | 1.1388 | 30.443 | 9.58%
[5 empty] | 9.59 | 9.59% | 1.1392 | 30.45 | 9.59%
[5 empty] | 9.6 | 9.6% | 1.1396 | 30.457 | 9.6%
[5 empty] | 9.61 | 9.61% | 1.14 | 30.464 | 9.61%
[5 empty] | 9.62 | 9.62% | 1.1404 | 30.471 | 9.62%
[5 empty] | 9.63 | 9.63% | 1.1408 | 30.478 | 9.63%
[5 empty] | 9.64 | 9.64% | 1.1412 | 30.485 | 9.64%
[5 empty] | 9.65 | 9.65% | 1.1415 | 30.492 | 9.65%
[5 empty] | 9.66 | 9.66% | 1.1419 | 30.4991 | 9.66%
[5 empty] | 9.67 | 9.67% | 1.1423 | 30.5061 | 9.67%
[5 empty] | 9.68 | 9.68% | 1.1427 | 30.5131 | 9.68%
[5 empty] | 9.69 | 9.69% | 1.1431 | 30.5201 | 9.69%
[5 empty] | 9.7 | 9.7% | 1.1435 | 30.5272 | 9.7%
[5 empty] | 9.71 | 9.71% | 1.1438 | 30.5342 | 9.71%
[5 empty] | 9.72 | 9.72% | 1.1442 | 30.5412 | 9.72%
[5 empty] | 9.73 | 9.73% | 1.1446 | 30.5482 | 9.73%
[5 empty] | 9.74 | 9.74% | 1.145 | 30.5553 | 9.74%
[5 empty] | 9.75 | 9.75% | 1.1453 | 30.5623 | 9.75%
[5 empty] | 9.76 | 9.76% | 1.1457 | 30.5694 | 9.76%
[5 empty] | 9.77 | 9.77% | 1.1461 | 30.5764 | 9.77%
[5 empty] | 9.78 | 9.78% | 1.1465 | 30.5834 | 9.78%
[5 empty] | 9.79 | 9.79% | 1.1469 | 30.5905 | 9.79%
[5 empty] | 9.8 | 9.8% | 1.1472 | 30.5975 | 9.8%
[5 empty] | 9.81 | 9.81% | 1.1476 | 30.6046 | 9.81%
[5 empty] | 9.82 | 9.82% | 1.148 | 30.6116 | 9.82%
[5 empty] | 9.83 | 9.83% | 1.1484 | 30.6187 | 9.83%
[5 empty] | 9.84 | 9.84% | 1.1487 | 30.6258 | 9.84%
[5 empty] | 9.85 | 9.85% | 1.1491 | 30.6328 | 9.85%
[5 empty] | 9.86 | 9.86% | 1.1495 | 30.6399 | 9.86%
[5 empty] | 9.87 | 9.87% | 1.1498 | 30.6469 | 9.87%
[5 empty] | 9.88 | 9.88% | 1.1502 | 30.654 | 9.88%
[5 empty] | 9.89 | 9.89% | 1.1506 | 30.6611 | 9.89%
[5 empty] | 9.9 | 9.9% | 1.151 | 30.6681 | 9.9%
[5 empty] | 9.91 | 9.91% | 1.1513 | 30.6752 | 9.91%
[5 empty] | 9.92 | 9.92% | 1.1517 | 30.6823 | 9.92%
[5 empty] | 9.93 | 9.93% | 1.1521 | 30.6894 | 9.93%
[5 empty] | 9.94 | 9.94% | 1.1524 | 30.6964 | 9.94%
[5 empty] | 9.95 | 9.95% | 1.1528 | 30.7035 | 9.95%
[5 empty] | 9.96 | 9.96% | 1.1532 | 30.7106 | 9.96%
[5 empty] | 9.97 | 9.97% | 1.1535 | 30.7177 | 9.97%
[5 empty] | 9.98 | 9.98% | 1.1539 | 30.7248 | 9.98%
[5 empty] | 9.99 | 9.99% | 1.1543 | 30.7318 | 9.99%
[5 empty] | 10 | 10% | 1.1546 | 30.7389 | 10%
[5 empty] | 10.01 | 10.01% | 1.155 | 30.746 | 10.01%
[5 empty] | 10.02 | 10.02% | 1.1554 | 30.7531 | 10.02%
[5 empty] | 10.03 | 10.03% | 1.1557 | 30.7602 | 10.03%
[5 empty] | 10.04 | 10.04% | 1.1561 | 30.7673 | 10.04%
[5 empty] | 10.05 | 10.05% | 1.1564 | 30.7744 | 10.05%
[5 empty] | 10.06 | 10.06% | 1.1568 | 30.7815 | 10.06%
[5 empty] | 10.07 | 10.07% | 1.1572 | 30.7886 | 10.07%
[5 empty] | 10.08 | 10.08% | 1.1575 | 30.7957 | 10.08%
[5 empty] | 10.09 | 10.09% | 1.1579 | 30.8028 | 10.09%
[5 empty] | 10.1 | 10.1% | 1.1582 | 30.8099 | 10.1%
[5 empty] | 10.11 | 10.11% | 1.1586 | 30.817 | 10.11%
[5 empty] | 10.12 | 10.12% | 1.159 | 30.8242 | 10.12%
[5 empty] | 10.13 | 10.13% | 1.1593 | 30.8313 | 10.13%
[5 empty] | 10.14 | 10.14% | 1.1597 | 30.8384 | 10.14%
[5 empty] | 10.15 | 10.15% | 1.16 | 30.8455 | 10.15%
[5 empty] | 10.16 | 10.16% | 1.1604 | 30.8526 | 10.16%
[5 empty] | 10.17 | 10.17% | 1.1608 | 30.8598 | 10.17%
[5 empty] | 10.18 | 10.18% | 1.1611 | 30.8669 | 10.18%
[5 empty] | 10.19 | 10.19% | 1.1615 | 30.874 | 10.19%
[5 empty] | 10.2 | 10.2% | 1.1618 | 30.8811 | 10.2%
[5 empty] | 10.21 | 10.21% | 1.1622 | 30.8883 | 10.21%
[5 empty] | 10.22 | 10.22% | 1.1625 | 30.8954 | 10.22%
[5 empty] | 10.23 | 10.23% | 1.1629 | 30.9025 | 10.23%
[5 empty] | 10.24 | 10.24% | 1.1632 | 30.9097 | 10.24%
[5 empty] | 10.25 | 10.25% | 1.1636 | 30.9168 | 10.25%
[5 empty] | 10.26 | 10.26% | 1.1639 | 30.924 | 10.26%
[5 empty] | 10.27 | 10.27% | 1.1643 | 30.9311 | 10.27%
[5 empty] | 10.28 | 10.28% | 1.1646 | 30.9382 | 10.28%
[5 empty] | 10.29 | 10.29% | 1.165 | 30.9454 | 10.29%
[5 empty] | 10.3 | 10.3% | 1.1653 | 30.9525 | 10.3%
[5 empty] | 10.31 | 10.31% | 1.1657 | 30.9597 | 10.31%
[5 empty] | 10.32 | 10.32% | 1.166 | 30.9668 | 10.32%
[5 empty] | 10.33 | 10.33% | 1.1664 | 30.974 | 10.33%
[5 empty] | 10.34 | 10.34% | 1.1667 | 30.9812 | 10.34%
[5 empty] | 10.35 | 10.35% | 1.1671 | 30.9883 | 10.35%
[5 empty] | 10.36 | 10.36% | 1.1674 | 30.9955 | 10.36%
[5 empty] | 10.37 | 10.37% | 1.1678 | 31.0026 | 10.37%
[5 empty] | 10.38 | 10.38% | 1.1681 | 31.0098 | 10.38%
[5 empty] | 10.39 | 10.39% | 1.1685 | 31.017 | 10.39%
[5 empty] | 10.4 | 10.4% | 1.1688 | 31.0241 | 10.4%
[5 empty] | 10.41 | 10.41% | 1.1692 | 31.0313 | 10.41%
[5 empty] | 10.42 | 10.42% | 1.1695 | 31.0385 | 10.42%
[5 empty] | 10.43 | 10.43% | 1.1699 | 31.0457 | 10.43%
[5 empty] | 10.44 | 10.44% | 1.1702 | 31.0528 | 10.44%
[5 empty] | 10.45 | 10.45% | 1.1705 | 31.06 | 10.45%
[5 empty] | 10.46 | 10.46% | 1.1709 | 31.0672 | 10.46%
[5 empty] | 10.47 | 10.47% | 1.1712 | 31.0744 | 10.47%
[5 empty] | 10.48 | 10.48% | 1.1716 | 31.0816 | 10.48%
[5 empty] | 10.49 | 10.49% | 1.1719 | 31.0887 | 10.49%
[5 empty] | 10.5 | 10.5% | 1.1723 | 31.0959 | 10.5%
[5 empty] | 10.51 | 10.51% | 1.1726 | 31.1031 | 10.51%
[5 empty] | 10.52 | 10.52% | 1.1729 | 31.1103 | 10.52%
[5 empty] | 10.53 | 10.53% | 1.1733 | 31.1175 | 10.53%
[5 empty] | 10.54 | 10.54% | 1.1736 | 31.1247 | 10.54%
[5 empty] | 10.55 | 10.55% | 1.174 | 31.1319 | 10.55%
[5 empty] | 10.56 | 10.56% | 1.1743 | 31.1391 | 10.56%
[5 empty] | 10.57 | 10.57% | 1.1746 | 31.1463 | 10.57%
[5 empty] | 10.58 | 10.58% | 1.175 | 31.1535 | 10.58%
[5 empty] | 10.59 | 10.59% | 1.1753 | 31.1607 | 10.59%
[5 empty] | 10.6 | 10.6% | 1.1756 | 31.1679 | 10.6%
[5 empty] | 10.61 | 10.61% | 1.176 | 31.1751 | 10.61%
[5 empty] | 10.62 | 10.62% | 1.1763 | 31.1823 | 10.62%
[5 empty] | 10.63 | 10.63% | 1.1766 | 31.1895 | 10.63%
[5 empty] | 10.64 | 10.64% | 1.177 | 31.1968 | 10.64%
[5 empty] | 10.65 | 10.65% | 1.1773 | 31.204 | 10.65%
[5 empty] | 10.66 | 10.66% | 1.1776 | 31.2112 | 10.66%
[5 empty] | 10.67 | 10.67% | 1.178 | 31.2184 | 10.67%
[5 empty] | 10.68 | 10.68% | 1.1783 | 31.2256 | 10.68%
[5 empty] | 10.69 | 10.69% | 1.1786 | 31.2329 | 10.69%
[5 empty] | 10.7 | 10.7% | 1.179 | 31.2401 | 10.7%
[5 empty] | 10.71 | 10.71% | 1.1793 | 31.2473 | 10.71%
[5 empty] | 10.72 | 10.72% | 1.1796 | 31.2545 | 10.72%
[5 empty] | 10.73 | 10.73% | 1.18 | 31.2618 | 10.73%
[5 empty] | 10.74 | 10.74% | 1.1803 | 31.269 | 10.74%
[5 empty] | 10.75 | 10.75% | 1.1806 | 31.2762 | 10.75%
[5 empty] | 10.76 | 10.76% | 1.181 | 31.2835 | 10.76%
[5 empty] | 10.77 | 10.77% | 1.1813 | 31.2907 | 10.77%
[5 empty] | 10.78 | 10.78% | 1.1816 | 31.298 | 10.78%
[5 empty] | 10.79 | 10.79% | 1.1819 | 31.3052 | 10.79%
[5 empty] | 10.8 | 10.8% | 1.1823 | 31.3124 | 10.8%
[5 empty] | 10.81 | 10.81% | 1.1826 | 31.3197 | 10.81%
[5 empty] | 10.82 | 10.82% | 1.1829 | 31.3269 | 10.82%
[5 empty] | 10.83 | 10.83% | 1.1833 | 31.3342 | 10.83%
[5 empty] | 10.84 | 10.84% | 1.1836 | 31.3414 | 10.84%
[5 empty] | 10.85 | 10.85% | 1.1839 | 31.3487 | 10.85%
[5 empty] | 10.86 | 10.86% | 1.1842 | 31.3559 | 10.86%
[5 empty] | 10.87 | 10.87% | 1.1846 | 31.3632 | 10.87%
[5 empty] | 10.88 | 10.88% | 1.1849 | 31.3705 | 10.88%
[5 empty] | 10.89 | 10.89% | 1.1852 | 31.3777 | 10.89%
[5 empty] | 10.9 | 10.9% | 1.1855 | 31.385 | 10.9%
[5 empty] | 10.91 | 10.91% | 1.1858 | 31.3922 | 10.91%
[5 empty] | 10.92 | 10.92% | 1.1862 | 31.3995 | 10.92%
[5 empty] | 10.93 | 10.93% | 1.1865 | 31.4068 | 10.93%
[5 empty] | 10.94 | 10.94% | 1.1868 | 31.414 | 10.94%
[5 empty] | 10.95 | 10.95% | 1.1871 | 31.4213 | 10.95%
[5 empty] | 10.96 | 10.96% | 1.1875 | 31.4286 | 10.96%
[5 empty] | 10.97 | 10.97% | 1.1878 | 31.4359 | 10.97%
[5 empty] | 10.98 | 10.98% | 1.1881 | 31.4431 | 10.98%
[5 empty] | 10.99 | 10.99% | 1.1884 | 31.4504 | 10.99%
[5 empty] | 11 | 11% | 1.1887 | 31.4577 | 11%
[5 empty] | 11.01 | 11.01% | 1.189 | 31.465 | 11.01%
[5 empty] | 11.02 | 11.02% | 1.1894 | 31.4723 | 11.02%
[5 empty] | 11.03 | 11.03% | 1.1897 | 31.4795 | 11.03%
[5 empty] | 11.04 | 11.04% | 1.19 | 31.4868 | 11.04%
[5 empty] | 11.05 | 11.05% | 1.1903 | 31.4941 | 11.05%
[5 empty] | 11.06 | 11.06% | 1.1906 | 31.5014 | 11.06%
[5 empty] | 11.07 | 11.07% | 1.191 | 31.5087 | 11.07%
[5 empty] | 11.08 | 11.08% | 1.1913 | 31.516 | 11.08%
[5 empty] | 11.09 | 11.09% | 1.1916 | 31.5233 | 11.09%
[5 empty] | 11.1 | 11.1% | 1.1919 | 31.5306 | 11.1%
[5 empty] | 11.11 | 11.11% | 1.1922 | 31.5379 | 11.11%
[5 empty] | 11.12 | 11.12% | 1.1925 | 31.5452 | 11.12%
[5 empty] | 11.13 | 11.13% | 1.1928 | 31.5525 | 11.13%
[5 empty] | 11.14 | 11.14% | 1.1932 | 31.5598 | 11.14%
[5 empty] | 11.15 | 11.15% | 1.1935 | 31.5671 | 11.15%
[5 empty] | 11.16 | 11.16% | 1.1938 | 31.5744 | 11.16%
[5 empty] | 11.17 | 11.17% | 1.1941 | 31.5817 | 11.17%
[5 empty] | 11.18 | 11.18% | 1.1944 | 31.589 | 11.18%
[5 empty] | 11.19 | 11.19% | 1.1947 | 31.5963 | 11.19%
[5 empty] | 11.2 | 11.2% | 1.195 | 31.6037 | 11.2%
[5 empty] | 11.21 | 11.21% | 1.1953 | 31.611 | 11.21%
[5 empty] | 11.22 | 11.22% | 1.1956 | 31.6183 | 11.22%
[5 empty] | 11.23 | 11.23% | 1.196 | 31.6256 | 11.23%
[5 empty] | 11.24 | 11.24% | 1.1963 | 31.6329 | 11.24%
[5 empty] | 11.25 | 11.25% | 1.1966 | 31.6403 | 11.25%
[5 empty] | 11.26 | 11.26% | 1.1969 | 31.6476 | 11.26%
[5 empty] | 11.27 | 11.27% | 1.1972 | 31.6549 | 11.27%
[5 empty] | 11.28 | 11.28% | 1.1975 | 31.6622 | 11.28%
[5 empty] | 11.29 | 11.29% | 1.1978 | 31.6696 | 11.29%
[5 empty] | 11.3 | 11.3% | 1.1981 | 31.6769 | 11.3%
[5 empty] | 11.31 | 11.31% | 1.1984 | 31.6842 | 11.31%
[5 empty] | 11.32 | 11.32% | 1.1987 | 31.6916 | 11.32%
[5 empty] | 11.33 | 11.33% | 1.199 | 31.6989 | 11.33%
[5 empty] | 11.34 | 11.34% | 1.1993 | 31.7063 | 11.34%
[5 empty] | 11.35 | 11.35% | 1.1996 | 31.7136 | 11.35%
[5 empty] | 11.36 | 11.36% | 1.1999 | 31.7209 | 11.36%
[5 empty] | 11.37 | 11.37% | 1.2003 | 31.7283 | 11.37%
[5 empty] | 11.38 | 11.38% | 1.2006 | 31.7356 | 11.38%
[5 empty] | 11.39 | 11.39% | 1.2009 | 31.743 | 11.39%
[5 empty] | 11.4 | 11.4% | 1.2012 | 31.7503 | 11.4%
[5 empty] | 11.41 | 11.41% | 1.2015 | 31.7577 | 11.41%
[5 empty] | 11.42 | 11.42% | 1.2018 | 31.765 | 11.42%
[5 empty] | 11.43 | 11.43% | 1.2021 | 31.7724 | 11.43%
[5 empty] | 11.44 | 11.44% | 1.2024 | 31.7797 | 11.44%
[5 empty] | 11.45 | 11.45% | 1.2027 | 31.7871 | 11.45%
[5 empty] | 11.46 | 11.46% | 1.203 | 31.7945 | 11.46%
[5 empty] | 11.47 | 11.47% | 1.2033 | 31.8018 | 11.47%
[5 empty] | 11.48 | 11.48% | 1.2036 | 31.8092 | 11.48%
[5 empty] | 11.49 | 11.49% | 1.2039 | 31.8165 | 11.49%
[5 empty] | 11.5 | 11.5% | 1.2042 | 31.8239 | 11.5%
[5 empty] | 11.51 | 11.51% | 1.2045 | 31.8313 | 11.51%
[5 empty] | 11.52 | 11.52% | 1.2048 | 31.8386 | 11.52%
[5 empty] | 11.53 | 11.53% | 1.2051 | 31.846 | 11.53%
[5 empty] | 11.54 | 11.54% | 1.2054 | 31.8534 | 11.54%
[5 empty] | 11.55 | 11.55% | 1.2057 | 31.8608 | 11.55%
[5 empty] | 11.56 | 11.56% | 1.206 | 31.8681 | 11.56%
[5 empty] | 11.57 | 11.57% | 1.2063 | 31.8755 | 11.57%
[5 empty] | 11.58 | 11.58% | 1.2066 | 31.8829 | 11.58%
[5 empty] | 11.59 | 11.59% | 1.2068 | 31.8903 | 11.59%
[5 empty] | 11.6 | 11.6% | 1.2071 | 31.8977 | 11.6%
[5 empty] | 11.61 | 11.61% | 1.2074 | 31.905 | 11.61%
[5 empty] | 11.62 | 11.62% | 1.2077 | 31.9124 | 11.62%
[5 empty] | 11.63 | 11.63% | 1.208 | 31.9198 | 11.63%
[5 empty] | 11.64 | 11.64% | 1.2083 | 31.9272 | 11.64%
[5 empty] | 11.65 | 11.65% | 1.2086 | 31.9346 | 11.65%
[5 empty] | 11.66 | 11.66% | 1.2089 | 31.942 | 11.66%
[5 empty] | 11.67 | 11.67% | 1.2092 | 31.9494 | 11.67%
[5 empty] | 11.68 | 11.68% | 1.2095 | 31.9568 | 11.68%
[5 empty] | 11.69 | 11.69% | 1.2098 | 31.9642 | 11.69%
[5 empty] | 11.7 | 11.7% | 1.2101 | 31.9716 | 11.7%
[5 empty] | 11.71 | 11.71% | 1.2104 | 31.979 | 11.71%
[5 empty] | 11.72 | 11.72% | 1.2107 | 31.9864 | 11.72%
[5 empty] | 11.73 | 11.73% | 1.211 | 31.9938 | 11.73%
[5 empty] | 11.74 | 11.74% | 1.2112 | 32.0012 | 11.74%
[5 empty] | 11.75 | 11.75% | 1.2115 | 32.0086 | 11.75%
[5 empty] | 11.76 | 11.76% | 1.2118 | 32.016 | 11.76%
[5 empty] | 11.77 | 11.77% | 1.2121 | 32.0234 | 11.77%
[5 empty] | 11.78 | 11.78% | 1.2124 | 32.0308 | 11.78%
[5 empty] | 11.79 | 11.79% | 1.2127 | 32.0382 | 11.79%
[5 empty] | 11.8 | 11.8% | 1.213 | 32.0457 | 11.8%
[5 empty] | 11.81 | 11.81% | 1.2133 | 32.0531 | 11.81%
[5 empty] | 11.82 | 11.82% | 1.2136 | 32.0605 | 11.82%
[5 empty] | 11.83 | 11.83% | 1.2138 | 32.0679 | 11.83%
[5 empty] | 11.84 | 11.84% | 1.2141 | 32.0753 | 11.84%
[5 empty] | 11.85 | 11.85% | 1.2144 | 32.0828 | 11.85%
[5 empty] | 11.86 | 11.86% | 1.2147 | 32.0902 | 11.86%
[5 empty] | 11.87 | 11.87% | 1.215 | 32.0976 | 11.87%
[5 empty] | 11.88 | 11.88% | 1.2153 | 32.105 | 11.88%
[5 empty] | 11.89 | 11.89% | 1.2156 | 32.1125 | 11.89%
[5 empty] | 11.9 | 11.9% | 1.2158 | 32.1199 | 11.9%
[5 empty] | 11.91 | 11.91% | 1.2161 | 32.1273 | 11.91%
[5 empty] | 11.92 | 11.92% | 1.2164 | 32.1348 | 11.92%
[5 empty] | 11.93 | 11.93% | 1.2167 | 32.1422 | 11.93%
[5 empty] | 11.94 | 11.94% | 1.217 | 32.1496 | 11.94%
[5 empty] | 11.95 | 11.95% | 1.2173 | 32.1571 | 11.95%
[5 empty] | 11.96 | 11.96% | 1.2176 | 32.1645 | 11.96%
[5 empty] | 11.97 | 11.97% | 1.2178 | 32.172 | 11.97%
[5 empty] | 11.98 | 11.98% | 1.2181 | 32.1794 | 11.98%
[5 empty] | 11.99 | 11.99% | 1.2184 | 32.1868 | 11.99%
[5 empty] | 12 | 12% | 1.2187 | 32.1943 | 12%
[5 empty] | 12.01 | 12.01% | 1.219 | 32.2017 | 12.01%
[5 empty] | 12.02 | 12.02% | 1.2192 | 32.2092 | 12.02%
[5 empty] | 12.03 | 12.03% | 1.2195 | 32.2166 | 12.03%
[5 empty] | 12.04 | 12.04% | 1.2198 | 32.2241 | 12.04%
[5 empty] | 12.05 | 12.05% | 1.2201 | 32.2315 | 12.05%
[5 empty] | 12.06 | 12.06% | 1.2204 | 32.239 | 12.06%
[5 empty] | 12.07 | 12.07% | 1.2206 | 32.2465 | 12.07%
[5 empty] | 12.08 | 12.08% | 1.2209 | 32.2539 | 12.08%
[5 empty] | 12.09 | 12.09% | 1.2212 | 32.2614 | 12.09%
[5 empty] | 12.1 | 12.1% | 1.2215 | 32.2688 | 12.1%
[5 empty] | 12.11 | 12.11% | 1.2218 | 32.2763 | 12.11%
[5 empty] | 12.12 | 12.12% | 1.222 | 32.2838 | 12.12%
[5 empty] | 12.13 | 12.13% | 1.2223 | 32.2912 | 12.13%
[5 empty] | 12.14 | 12.14% | 1.2226 | 32.2987 | 12.14%
[5 empty] | 12.15 | 12.15% | 1.2229 | 32.3062 | 12.15%
[5 empty] | 12.16 | 12.16% | 1.2231 | 32.3136 | 12.16%
[5 empty] | 12.17 | 12.17% | 1.2234 | 32.3211 | 12.17%
[5 empty] | 12.18 | 12.18% | 1.2237 | 32.3286 | 12.18%
[5 empty] | 12.19 | 12.19% | 1.224 | 32.3361 | 12.19%
[5 empty] | 12.2 | 12.2% | 1.2242 | 32.3435 | 12.2%
[5 empty] | 12.21 | 12.21% | 1.2245 | 32.351 | 12.21%
[5 empty] | 12.22 | 12.22% | 1.2248 | 32.3585 | 12.22%
[5 empty] | 12.23 | 12.23% | 1.2251 | 32.366 | 12.23%
[5 empty] | 12.24 | 12.24% | 1.2253 | 32.3735 | 12.24%
[5 empty] | 12.25 | 12.25% | 1.2256 | 32.3809 | 12.25%
[5 empty] | 12.26 | 12.26% | 1.2259 | 32.3884 | 12.26%
[5 empty] | 12.27 | 12.27% | 1.2262 | 32.3959 | 12.27%
[5 empty] | 12.28 | 12.28% | 1.2264 | 32.4034 | 12.28%
[5 empty] | 12.29 | 12.29% | 1.2267 | 32.4109 | 12.29%
[5 empty] | 12.3 | 12.3% | 1.227 | 32.4184 | 12.3%
[5 empty] | 12.31 | 12.31% | 1.2273 | 32.4259 | 12.31%
[5 empty] | 12.32 | 12.32% | 1.2275 | 32.4334 | 12.32%
[5 empty] | 12.33 | 12.33% | 1.2278 | 32.4409 | 12.33%
[5 empty] | 12.34 | 12.34% | 1.2281 | 32.4484 | 12.34%
[5 empty] | 12.35 | 12.35% | 1.2283 | 32.4559 | 12.35%
[5 empty] | 12.36 | 12.36% | 1.2286 | 32.4634 | 12.36%
[5 empty] | 12.37 | 12.37% | 1.2289 | 32.4709 | 12.37%
[5 empty] | 12.38 | 12.38% | 1.2291 | 32.4784 | 12.38%
[5 empty] | 12.39 | 12.39% | 1.2294 | 32.4859 | 12.39%
[5 empty] | 12.4 | 12.4% | 1.2297 | 32.4934 | 12.4%
[5 empty] | 12.41 | 12.41% | 1.23 | 32.5009 | 12.41%
[5 empty] | 12.42 | 12.42% | 1.2302 | 32.5084 | 12.42%
[5 empty] | 12.43 | 12.43% | 1.2305 | 32.5159 | 12.43%
[5 empty] | 12.44 | 12.44% | 1.2308 | 32.5234 | 12.44%
[5 empty] | 12.45 | 12.45% | 1.231 | 32.5309 | 12.45%
[5 empty] | 12.46 | 12.46% | 1.2313 | 32.5384 | 12.46%
[5 empty] | 12.47 | 12.47% | 1.2316 | 32.546 | 12.47%
[5 empty] | 12.48 | 12.48% | 1.2318 | 32.5535 | 12.48%
[5 empty] | 12.49 | 12.49% | 1.2321 | 32.561 | 12.49%
[5 empty] | 12.5 | 12.5% | 1.2324 | 32.5685 | 12.5%
[5 empty] | 12.51 | 12.51% | 1.2326 | 32.576 | 12.51%
[5 empty] | 12.52 | 12.52% | 1.2329 | 32.5836 | 12.52%
[5 empty] | 12.53 | 12.53% | 1.2332 | 32.5911 | 12.53%
[5 empty] | 12.54 | 12.54% | 1.2334 | 32.5986 | 12.54%
[5 empty] | 12.55 | 12.55% | 1.2337 | 32.6061 | 12.55%
[5 empty] | 12.56 | 12.56% | 1.2339 | 32.6137 | 12.56%
[5 empty] | 12.57 | 12.57% | 1.2342 | 32.6212 | 12.57%
[5 empty] | 12.58 | 12.58% | 1.2345 | 32.6287 | 12.58%
[5 empty] | 12.59 | 12.59% | 1.2347 | 32.6363 | 12.59%
[5 empty] | 12.6 | 12.6% | 1.235 | 32.6438 | 12.6%
[5 empty] | 12.61 | 12.61% | 1.2353 | 32.6513 | 12.61%
[5 empty] | 12.62 | 12.62% | 1.2355 | 32.6589 | 12.62%
[5 empty] | 12.63 | 12.63% | 1.2358 | 32.6664 | 12.63%
[5 empty] | 12.64 | 12.64% | 1.236 | 32.674 | 12.64%
[5 empty] | 12.65 | 12.65% | 1.2363 | 32.6815 | 12.65%
[5 empty] | 12.66 | 12.66% | 1.2366 | 32.689 | 12.66%
[5 empty] | 12.67 | 12.67% | 1.2368 | 32.6966 | 12.67%
[5 empty] | 12.68 | 12.68% | 1.2371 | 32.7041 | 12.68%
[5 empty] | 12.69 | 12.69% | 1.2374 | 32.7117 | 12.69%
[5 empty] | 12.7 | 12.7% | 1.2376 | 32.7192 | 12.7%
[5 empty] | 12.71 | 12.71% | 1.2379 | 32.7268 | 12.71%
[5 empty] | 12.72 | 12.72% | 1.2381 | 32.7343 | 12.72%
[5 empty] | 12.73 | 12.73% | 1.2384 | 32.7419 | 12.73%
[5 empty] | 12.74 | 12.74% | 1.2387 | 32.7494 | 12.74%
[5 empty] | 12.75 | 12.75% | 1.2389 | 32.757 | 12.75%
[5 empty] | 12.76 | 12.76% | 1.2392 | 32.7645 | 12.76%
[5 empty] | 12.77 | 12.77% | 1.2394 | 32.7721 | 12.77%
[5 empty] | 12.78 | 12.78% | 1.2397 | 32.7797 | 12.78%
[5 empty] | 12.79 | 12.79% | 1.2399 | 32.7872 | 12.79%
[5 empty] | 12.8 | 12.8% | 1.2402 | 32.7948 | 12.8%
[5 empty] | 12.81 | 12.81% | 1.2405 | 32.8024 | 12.81%
[5 empty] | 12.82 | 12.82% | 1.2407 | 32.8099 | 12.82%
[5 empty] | 12.83 | 12.83% | 1.241 | 32.8175 | 12.83%
[5 empty] | 12.84 | 12.84% | 1.2412 | 32.8251 | 12.84%
[5 empty] | 12.85 | 12.85% | 1.2415 | 32.8326 | 12.85%
[5 empty] | 12.86 | 12.86% | 1.2417 | 32.8402 | 12.86%
[5 empty] | 12.87 | 12.87% | 1.242 | 32.8478 | 12.87%
[5 empty] | 12.88 | 12.88% | 1.2422 | 32.8553 | 12.88%
[5 empty] | 12.89 | 12.89% | 1.2425 | 32.8629 | 12.89%
[5 empty] | 12.9 | 12.9% | 1.2428 | 32.8705 | 12.9%
[5 empty] | 12.91 | 12.91% | 1.243 | 32.8781 | 12.91%
[5 empty] | 12.92 | 12.92% | 1.2433 | 32.8856 | 12.92%
[5 empty] | 12.93 | 12.93% | 1.2435 | 32.8932 | 12.93%
[5 empty] | 12.94 | 12.94% | 1.2438 | 32.9008 | 12.94%
[5 empty] | 12.95 | 12.95% | 1.244 | 32.9084 | 12.95%
[5 empty] | 12.96 | 12.96% | 1.2443 | 32.916 | 12.96%
[5 empty] | 12.97 | 12.97% | 1.2445 | 32.9236 | 12.97%
[5 empty] | 12.98 | 12.98% | 1.2448 | 32.9311 | 12.98%
[5 empty] | 12.99 | 12.99% | 1.245 | 32.9387 | 12.99%
[5 empty] | 13 | 13% | 1.2453 | 32.9463 | 13%
[5 empty] | 13.01 | 13.01% | 1.2455 | 32.9539 | 13.01%
[5 empty] | 13.02 | 13.02% | 1.2458 | 32.9615 | 13.02%
[5 empty] | 13.03 | 13.03% | 1.246 | 32.9691 | 13.03%
[5 empty] | 13.04 | 13.04% | 1.2463 | 32.9767 | 13.04%
[5 empty] | 13.05 | 13.05% | 1.2465 | 32.9843 | 13.05%
[5 empty] | 13.06 | 13.06% | 1.2468 | 32.9919 | 13.06%
[5 empty] | 13.07 | 13.07% | 1.247 | 32.9995 | 13.07%
[5 empty] | 13.08 | 13.08% | 1.2473 | 33.0071 | 13.08%
[5 empty] | 13.09 | 13.09% | 1.2475 | 33.0147 | 13.09%
[5 empty] | 13.1 | 13.1% | 1.2478 | 33.0223 | 13.1%
[5 empty] | 13.11 | 13.11% | 1.248 | 33.0299 | 13.11%
[5 empty] | 13.12 | 13.12% | 1.2483 | 33.0375 | 13.12%
[5 empty] | 13.13 | 13.13% | 1.2485 | 33.0451 | 13.13%
[5 empty] | 13.14 | 13.14% | 1.2488 | 33.0527 | 13.14%
[5 empty] | 13.15 | 13.15% | 1.249 | 33.0603 | 13.15%
[5 empty] | 13.16 | 13.16% | 1.2493 | 33.0679 | 13.16%
[5 empty] | 13.17 | 13.17% | 1.2495 | 33.0755 | 13.17%
[5 empty] | 13.18 | 13.18% | 1.2498 | 33.0832 | 13.18%
[5 empty] | 13.19 | 13.19% | 1.25 | 33.0908 | 13.19%
[5 empty] | 13.2 | 13.2% | 1.2503 | 33.0984 | 13.2%
[5 empty] | 13.21 | 13.21% | 1.2505 | 33.106 | 13.21%
[5 empty] | 13.22 | 13.22% | 1.2508 | 33.1136 | 13.22%
[5 empty] | 13.23 | 13.23% | 1.251 | 33.1212 | 13.23%
[5 empty] | 13.24 | 13.24% | 1.2513 | 33.1289 | 13.24%
[5 empty] | 13.25 | 13.25% | 1.2515 | 33.1365 | 13.25%
[5 empty] | 13.26 | 13.26% | 1.2518 | 33.1441 | 13.26%
[5 empty] | 13.27 | 13.27% | 1.252 | 33.1517 | 13.27%
[5 empty] | 13.28 | 13.28% | 1.2522 | 33.1594 | 13.28%
[5 empty] | 13.29 | 13.29% | 1.2525 | 33.167 | 13.29%
[5 empty] | 13.3 | 13.3% | 1.2527 | 33.1746 | 13.3%
[5 empty] | 13.31 | 13.31% | 1.253 | 33.1822 | 13.31%
[5 empty] | 13.32 | 13.32% | 1.2532 | 33.1899 | 13.32%
[5 empty] | 13.33 | 13.33% | 1.2535 | 33.1975 | 13.33%
[5 empty] | 13.34 | 13.34% | 1.2537 | 33.2051 | 13.34%
[5 empty] | 13.35 | 13.35% | 1.254 | 33.2128 | 13.35%
[5 empty] | 13.36 | 13.36% | 1.2542 | 33.2204 | 13.36%
[5 empty] | 13.37 | 13.37% | 1.2544 | 33.228 | 13.37%
[5 empty] | 13.38 | 13.38% | 1.2547 | 33.2357 | 13.38%
[5 empty] | 13.39 | 13.39% | 1.2549 | 33.2433 | 13.39%
[5 empty] | 13.4 | 13.4% | 1.2552 | 33.251 | 13.4%
[5 empty] | 13.41 | 13.41% | 1.2554 | 33.2586 | 13.41%
[5 empty] | 13.42 | 13.42% | 1.2557 | 33.2662 | 13.42%
[5 empty] | 13.43 | 13.43% | 1.2559 | 33.2739 | 13.43%
[5 empty] | 13.44 | 13.44% | 1.2561 | 33.2815 | 13.44%
[5 empty] | 13.45 | 13.45% | 1.2564 | 33.2892 | 13.45%
[5 empty] | 13.46 | 13.46% | 1.2566 | 33.2968 | 13.46%
[5 empty] | 13.47 | 13.47% | 1.2569 | 33.3045 | 13.47%
[5 empty] | 13.48 | 13.48% | 1.2571 | 33.3121 | 13.48%
[5 empty] | 13.49 | 13.49% | 1.2573 | 33.3198 | 13.49%
[5 empty] | 13.5 | 13.5% | 1.2576 | 33.3274 | 13.5%
[5 empty] | 13.51 | 13.51% | 1.2578 | 33.3351 | 13.51%
[5 empty] | 13.52 | 13.52% | 1.2581 | 33.3427 | 13.52%
[5 empty] | 13.53 | 13.53% | 1.2583 | 33.3504 | 13.53%
[5 empty] | 13.54 | 13.54% | 1.2585 | 33.358 | 13.54%
[5 empty] | 13.55 | 13.55% | 1.2588 | 33.3657 | 13.55%
[5 empty] | 13.56 | 13.56% | 1.259 | 33.3734 | 13.56%
[5 empty] | 13.57 | 13.57% | 1.2593 | 33.381 | 13.57%
[5 empty] | 13.58 | 13.58% | 1.2595 | 33.3887 | 13.58%
[5 empty] | 13.59 | 13.59% | 1.2597 | 33.3963 | 13.59%
[5 empty] | 13.6 | 13.6% | 1.26 | 33.404 | 13.6%
[5 empty] | 13.61 | 13.61% | 1.2602 | 33.4117 | 13.61%
[5 empty] | 13.62 | 13.62% | 1.2604 | 33.4193 | 13.62%
[5 empty] | 13.63 | 13.63% | 1.2607 | 33.427 | 13.63%
[5 empty] | 13.64 | 13.64% | 1.2609 | 33.4347 | 13.64%
[5 empty] | 13.65 | 13.65% | 1.2611 | 33.4424 | 13.65%
[5 empty] | 13.66 | 13.66% | 1.2614 | 33.45 | 13.66%
[5 empty] | 13.67 | 13.67% | 1.2616 | 33.4577 | 13.67%
[5 empty] | 13.68 | 13.68% | 1.2619 | 33.4654 | 13.68%
[5 empty] | 13.69 | 13.69% | 1.2621 | 33.473 | 13.69%
[5 empty] | 13.7 | 13.7% | 1.2623 | 33.4807 | 13.7%
[5 empty] | 13.71 | 13.71% | 1.2626 | 33.4884 | 13.71%
[5 empty] | 13.72 | 13.72% | 1.2628 | 33.4961 | 13.72%
[5 empty] | 13.73 | 13.73% | 1.263 | 33.5038 | 13.73%
[5 empty] | 13.74 | 13.74% | 1.2633 | 33.5114 | 13.74%
[5 empty] | 13.75 | 13.75% | 1.2635 | 33.5191 | 13.75%
[5 empty] | 13.76 | 13.76% | 1.2637 | 33.5268 | 13.76%
[5 empty] | 13.77 | 13.77% | 1.264 | 33.5345 | 13.77%
[5 empty] | 13.78 | 13.78% | 1.2642 | 33.5422 | 13.78%
[5 empty] | 13.79 | 13.79% | 1.2644 | 33.5499 | 13.79%
[5 empty] | 13.8 | 13.8% | 1.2647 | 33.5576 | 13.8%
[5 empty] | 13.81 | 13.81% | 1.2649 | 33.5652 | 13.81%
[5 empty] | 13.82 | 13.82% | 1.2651 | 33.5729 | 13.82%
[5 empty] | 13.83 | 13.83% | 1.2654 | 33.5806 | 13.83%
[5 empty] | 13.84 | 13.84% | 1.2656 | 33.5883 | 13.84%
[5 empty] | 13.85 | 13.85% | 1.2658 | 33.596 | 13.85%
[5 empty] | 13.86 | 13.86% | 1.2661 | 33.6037 | 13.86%
[5 empty] | 13.87 | 13.87% | 1.2663 | 33.6114 | 13.87%
[5 empty] | 13.88 | 13.88% | 1.2665 | 33.6191 | 13.88%
[5 empty] | 13.89 | 13.89% | 1.2668 | 33.6268 | 13.89%
[5 empty] | 13.9 | 13.9% | 1.267 | 33.6345 | 13.9%
[5 empty] | 13.91 | 13.91% | 1.2672 | 33.6422 | 13.91%
[5 empty] | 13.92 | 13.92% | 1.2675 | 33.6499 | 13.92%
[5 empty] | 13.93 | 13.93% | 1.2677 | 33.6576 | 13.93%
[5 empty] | 13.94 | 13.94% | 1.2679 | 33.6653 | 13.94%
[5 empty] | 13.95 | 13.95% | 1.2681 | 33.673 | 13.95%
[5 empty] | 13.96 | 13.96% | 1.2684 | 33.6807 | 13.96%
[5 empty] | 13.97 | 13.97% | 1.2686 | 33.6884 | 13.97%
[5 empty] | 13.98 | 13.98% | 1.2688 | 33.6961 | 13.98%
[5 empty] | 13.99 | 13.99% | 1.2691 | 33.7038 | 13.99%
[5 empty] | 14 | 14% | 1.2693 | 33.7115 | 14%
[5 empty] | 14.01 | 14.01% | 1.2695 | 33.7193 | 14.01%
[5 empty] | 14.02 | 14.02% | 1.2698 | 33.727 | 14.02%
[5 empty] | 14.03 | 14.03% | 1.27 | 33.7347 | 14.03%
[5 empty] | 14.04 | 14.04% | 1.2702 | 33.7424 | 14.04%
[5 empty] | 14.05 | 14.05% | 1.2704 | 33.7501 | 14.05%
[5 empty] | 14.06 | 14.06% | 1.2707 | 33.7578 | 14.06%
[5 empty] | 14.07 | 14.07% | 1.2709 | 33.7655 | 14.07%
[5 empty] | 14.08 | 14.08% | 1.2711 | 33.7733 | 14.08%
[5 empty] | 14.09 | 14.09% | 1.2714 | 33.781 | 14.09%
[5 empty] | 14.1 | 14.1% | 1.2716 | 33.7887 | 14.1%
[5 empty] | 14.11 | 14.11% | 1.2718 | 33.7964 | 14.11%
[5 empty] | 14.12 | 14.12% | 1.272 | 33.8042 | 14.12%
[5 empty] | 14.13 | 14.13% | 1.2723 | 33.8119 | 14.13%
[5 empty] | 14.14 | 14.14% | 1.2725 | 33.8196 | 14.14%
[5 empty] | 14.15 | 14.15% | 1.2727 | 33.8273 | 14.15%
[5 empty] | 14.16 | 14.16% | 1.2729 | 33.8351 | 14.16%
[5 empty] | 14.17 | 14.17% | 1.2732 | 33.8428 | 14.17%
[5 empty] | 14.18 | 14.18% | 1.2734 | 33.8505 | 14.18%
[5 empty] | 14.19 | 14.19% | 1.2736 | 33.8583 | 14.19%
[5 empty] | 14.2 | 14.2% | 1.2738 | 33.866 | 14.2%
[5 empty] | 14.21 | 14.21% | 1.2741 | 33.8737 | 14.21%
[5 empty] | 14.22 | 14.22% | 1.2743 | 33.8814 | 14.22%
[5 empty] | 14.23 | 14.23% | 1.2745 | 33.8892 | 14.23%
[5 empty] | 14.24 | 14.24% | 1.2747 | 33.8969 | 14.24%
[5 empty] | 14.25 | 14.25% | 1.275 | 33.9047 | 14.25%
[5 empty] | 14.26 | 14.26% | 1.2752 | 33.9124 | 14.26%
[5 empty] | 14.27 | 14.27% | 1.2754 | 33.9201 | 14.27%
[5 empty] | 14.28 | 14.28% | 1.2756 | 33.9279 | 14.28%
[5 empty] | 14.29 | 14.29% | 1.2759 | 33.9356 | 14.29%
[5 empty] | 14.3 | 14.3% | 1.2761 | 33.9434 | 14.3%
[5 empty] | 14.31 | 14.31% | 1.2763 | 33.9511 | 14.31%
[5 empty] | 14.32 | 14.32% | 1.2765 | 33.9588 | 14.32%
[5 empty] | 14.33 | 14.33% | 1.2768 | 33.9666 | 14.33%
[5 empty] | 14.34 | 14.34% | 1.277 | 33.9743 | 14.34%
[5 empty] | 14.35 | 14.35% | 1.2772 | 33.9821 | 14.35%
[5 empty] | 14.36 | 14.36% | 1.2774 | 33.9898 | 14.36%
[5 empty] | 14.37 | 14.37% | 1.2777 | 33.9976 | 14.37%
[5 empty] | 14.38 | 14.38% | 1.2779 | 34.0053 | 14.38%
[5 empty] | 14.39 | 14.39% | 1.2781 | 34.0131 | 14.39%
[5 empty] | 14.4 | 14.4% | 1.2783 | 34.0208 | 14.4%
[5 empty] | 14.41 | 14.41% | 1.2785 | 34.0286 | 14.41%
[5 empty] | 14.42 | 14.42% | 1.2788 | 34.0364 | 14.42%
[5 empty] | 14.43 | 14.43% | 1.279 | 34.0441 | 14.43%
[5 empty] | 14.44 | 14.44% | 1.2792 | 34.0519 | 14.44%
[5 empty] | 14.45 | 14.45% | 1.2794 | 34.0596 | 14.45%
[5 empty] | 14.46 | 14.46% | 1.2796 | 34.0674 | 14.46%
[5 empty] | 14.47 | 14.47% | 1.2799 | 34.0751 | 14.47%
[5 empty] | 14.48 | 14.48% | 1.2801 | 34.0829 | 14.48%
[5 empty] | 14.49 | 14.49% | 1.2803 | 34.0907 | 14.49%
[5 empty] | 14.5 | 14.5% | 1.2805 | 34.0984 | 14.5%
[5 empty] | 14.51 | 14.51% | 1.2807 | 34.1062 | 14.51%
[5 empty] | 14.52 | 14.52% | 1.281 | 34.114 | 14.52%
[5 empty] | 14.53 | 14.53% | 1.2812 | 34.1217 | 14.53%
[5 empty] | 14.54 | 14.54% | 1.2814 | 34.1295 | 14.54%
[5 empty] | 14.55 | 14.55% | 1.2816 | 34.1373 | 14.55%
[5 empty] | 14.56 | 14.56% | 1.2818 | 34.145 | 14.56%
[5 empty] | 14.57 | 14.57% | 1.2821 | 34.1528 | 14.57%
[5 empty] | 14.58 | 14.58% | 1.2823 | 34.1606 | 14.58%
[5 empty] | 14.59 | 14.59% | 1.2825 | 34.1683 | 14.59%
[5 empty] | 14.6 | 14.6% | 1.2827 | 34.1761 | 14.6%
[5 empty] | 14.61 | 14.61% | 1.2829 | 34.1839 | 14.61%
[5 empty] | 14.62 | 14.62% | 1.2832 | 34.1917 | 14.62%
[5 empty] | 14.63 | 14.63% | 1.2834 | 34.1994 | 14.63%
[5 empty] | 14.64 | 14.64% | 1.2836 | 34.2072 | 14.64%
[5 empty] | 14.65 | 14.65% | 1.2838 | 34.215 | 14.65%
[5 empty] | 14.66 | 14.66% | 1.284 | 34.2228 | 14.66%
[5 empty] | 14.67 | 14.67% | 1.2842 | 34.2306 | 14.67%
[5 empty] | 14.68 | 14.68% | 1.2845 | 34.2383 | 14.68%
[5 empty] | 14.69 | 14.69% | 1.2847 | 34.2461 | 14.69%
[5 empty] | 14.7 | 14.7% | 1.2849 | 34.2539 | 14.7%
[5 empty] | 14.71 | 14.71% | 1.2851 | 34.2617 | 14.71%
[5 empty] | 14.72 | 14.72% | 1.2853 | 34.2695 | 14.72%
[5 empty] | 14.73 | 14.73% | 1.2856 | 34.2773 | 14.73%
[5 empty] | 14.74 | 14.74% | 1.2858 | 34.285 | 14.74%
[5 empty] | 14.75 | 14.75% | 1.286 | 34.2928 | 14.75%
[5 empty] | 14.76 | 14.76% | 1.2862 | 34.3006 | 14.76%
[5 empty] | 14.77 | 14.77% | 1.2864 | 34.3084 | 14.77%
[5 empty] | 14.78 | 14.78% | 1.2866 | 34.3162 | 14.78%
[5 empty] | 14.79 | 14.79% | 1.2868 | 34.324 | 14.79%
[5 empty] | 14.8 | 14.8% | 1.2871 | 34.3318 | 14.8%
[5 empty] | 14.81 | 14.81% | 1.2873 | 34.3396 | 14.81%
[5 empty] | 14.82 | 14.82% | 1.2875 | 34.3474 | 14.82%
[5 empty] | 14.83 | 14.83% | 1.2877 | 34.3552 | 14.83%
[5 empty] | 14.84 | 14.84% | 1.2879 | 34.363 | 14.84%
[5 empty] | 14.85 | 14.85% | 1.2881 | 34.3708 | 14.85%
[5 empty] | 14.86 | 14.86% | 1.2884 | 34.3786 | 14.86%
[5 empty] | 14.87 | 14.87% | 1.2886 | 34.3863 | 14.87%
[5 empty] | 14.88 | 14.88% | 1.2888 | 34.3941 | 14.88%
[5 empty] | 14.89 | 14.89% | 1.289 | 34.4019 | 14.89%
[5 empty] | 14.9 | 14.9% | 1.2892 | 34.4098 | 14.9%
[5 empty] | 14.91 | 14.91% | 1.2894 | 34.4176 | 14.91%
[5 empty] | 14.92 | 14.92% | 1.2896 | 34.4254 | 14.92%
[5 empty] | 14.93 | 14.93% | 1.2899 | 34.4332 | 14.93%
[5 empty] | 14.94 | 14.94% | 1.2901 | 34.441 | 14.94%
[5 empty] | 14.95 | 14.95% | 1.2903 | 34.4488 | 14.95%
[5 empty] | 14.96 | 14.96% | 1.2905 | 34.4566 | 14.96%
[5 empty] | 14.97 | 14.97% | 1.2907 | 34.4644 | 14.97%
[5 empty] | 14.98 | 14.98% | 1.2909 | 34.4722 | 14.98%
[5 empty] | 14.99 | 14.99% | 1.2911 | 34.48 | 14.99%
[5 empty] | 15 | 15% | 1.2913 | 34.4878 | 15%
[5 empty] | 15.01 | 15.01% | 1.2916 | 34.4956 | 15.01%
[5 empty] | 15.02 | 15.02% | 1.2918 | 34.5034 | 15.02%
[5 empty] | 15.03 | 15.03% | 1.292 | 34.5113 | 15.03%
[5 empty] | 15.04 | 15.04% | 1.2922 | 34.5191 | 15.04%
[5 empty] | 15.05 | 15.05% | 1.2924 | 34.5269 | 15.05%
[5 empty] | 15.06 | 15.06% | 1.2926 | 34.5347 | 15.06%
[5 empty] | 15.07 | 15.07% | 1.2928 | 34.5425 | 15.07%
[5 empty] | 15.08 | 15.08% | 1.293 | 34.5503 | 15.08%
[5 empty] | 15.09 | 15.09% | 1.2933 | 34.5582 | 15.09%
[5 empty] | 15.1 | 15.1% | 1.2935 | 34.566 | 15.1%
[5 empty] | 15.11 | 15.11% | 1.2937 | 34.5738 | 15.11%
[5 empty] | 15.12 | 15.12% | 1.2939 | 34.5816 | 15.12%
[5 empty] | 15.13 | 15.13% | 1.2941 | 34.5894 | 15.13%
[5 empty] | 15.14 | 15.14% | 1.2943 | 34.5973 | 15.14%
[5 empty] | 15.15 | 15.15% | 1.2945 | 34.6051 | 15.15%
[5 empty] | 15.16 | 15.16% | 1.2947 | 34.6129 | 15.16%
[5 empty] | 15.17 | 15.17% | 1.2949 | 34.6207 | 15.17%
[5 empty] | 15.18 | 15.18% | 1.2951 | 34.6286 | 15.18%
[5 empty] | 15.19 | 15.19% | 1.2954 | 34.6364 | 15.19%
[5 empty] | 15.2 | 15.2% | 1.2956 | 34.6442 | 15.2%
[5 empty] | 15.21 | 15.21% | 1.2958 | 34.652 | 15.21%
[5 empty] | 15.22 | 15.22% | 1.296 | 34.6599 | 15.22%
[5 empty] | 15.23 | 15.23% | 1.2962 | 34.6677 | 15.23%
[5 empty] | 15.24 | 15.24% | 1.2964 | 34.6755 | 15.24%
[5 empty] | 15.25 | 15.25% | 1.2966 | 34.6834 | 15.25%
[5 empty] | 15.26 | 15.26% | 1.2968 | 34.6912 | 15.26%
[5 empty] | 15.27 | 15.27% | 1.297 | 34.699 | 15.27%
[5 empty] | 15.28 | 15.28% | 1.2972 | 34.7069 | 15.28%
[5 empty] | 15.29 | 15.29% | 1.2975 | 34.7147 | 15.29%
[5 empty] | 15.3 | 15.3% | 1.2977 | 34.7225 | 15.3%
[5 empty] | 15.31 | 15.31% | 1.2979 | 34.7304 | 15.31%
[5 empty] | 15.32 | 15.32% | 1.2981 | 34.7382 | 15.32%
[5 empty] | 15.33 | 15.33% | 1.2983 | 34.7461 | 15.33%
[5 empty] | 15.34 | 15.34% | 1.2985 | 34.7539 | 15.34%
[5 empty] | 15.35 | 15.35% | 1.2987 | 34.7617 | 15.35%
[5 empty] | 15.36 | 15.36% | 1.2989 | 34.7696 | 15.36%
[5 empty] | 15.37 | 15.37% | 1.2991 | 34.7774 | 15.37%
[5 empty] | 15.38 | 15.38% | 1.2993 | 34.7853 | 15.38%
[5 empty] | 15.39 | 15.39% | 1.2995 | 34.7931 | 15.39%
[5 empty] | 15.4 | 15.4% | 1.2997 | 34.801 | 15.4%
[5 empty] | 15.41 | 15.41% | 1.3 | 34.8088 | 15.41%
[5 empty] | 15.42 | 15.42% | 1.3002 | 34.8167 | 15.42%
[5 empty] | 15.43 | 15.43% | 1.3004 | 34.8245 | 15.43%
[5 empty] | 15.44 | 15.44% | 1.3006 | 34.8324 | 15.44%
[5 empty] | 15.45 | 15.45% | 1.3008 | 34.8402 | 15.45%
[5 empty] | 15.46 | 15.46% | 1.301 | 34.8481 | 15.46%
[5 empty] | 15.47 | 15.47% | 1.3012 | 34.8559 | 15.47%
[5 empty] | 15.48 | 15.48% | 1.3014 | 34.8638 | 15.48%
[5 empty] | 15.49 | 15.49% | 1.3016 | 34.8716 | 15.49%
[5 empty] | 15.5 | 15.5% | 1.3018 | 34.8795 | 15.5%
[5 empty] | 15.51 | 15.51% | 1.302 | 34.8873 | 15.51%
[5 empty] | 15.52 | 15.52% | 1.3022 | 34.8952 | 15.52%
[5 empty] | 15.53 | 15.53% | 1.3024 | 34.903 | 15.53%
[5 empty] | 15.54 | 15.54% | 1.3026 | 34.9109 | 15.54%
[5 empty] | 15.55 | 15.55% | 1.3028 | 34.9187 | 15.55%
[5 empty] | 15.56 | 15.56% | 1.303 | 34.9266 | 15.56%
[5 empty] | 15.57 | 15.57% | 1.3033 | 34.9345 | 15.57%
[5 empty] | 15.58 | 15.58% | 1.3035 | 34.9423 | 15.58%
[5 empty] | 15.59 | 15.59% | 1.3037 | 34.9502 | 15.59%
[5 empty] | 15.6 | 15.6% | 1.3039 | 34.958 | 15.6%
[5 empty] | 15.61 | 15.61% | 1.3041 | 34.9659 | 15.61%
[5 empty] | 15.62 | 15.62% | 1.3043 | 34.9738 | 15.62%
[5 empty] | 15.63 | 15.63% | 1.3045 | 34.9816 | 15.63%
[5 empty] | 15.64 | 15.64% | 1.3047 | 34.9895 | 15.64%
[5 empty] | 15.65 | 15.65% | 1.3049 | 34.9974 | 15.65%
[5 empty] | 15.66 | 15.66% | 1.3051 | 35.0052 | 15.66%
[5 empty] | 15.67 | 15.67% | 1.3053 | 35.0131 | 15.67%
[5 empty] | 15.68 | 15.68% | 1.3055 | 35.021 | 15.68%
[5 empty] | 15.69 | 15.69% | 1.3057 | 35.0288 | 15.69%
[5 empty] | 15.7 | 15.7% | 1.3059 | 35.0367 | 15.7%
[5 empty] | 15.71 | 15.71% | 1.3061 | 35.0446 | 15.71%
[5 empty] | 15.72 | 15.72% | 1.3063 | 35.0524 | 15.72%
[5 empty] | 15.73 | 15.73% | 1.3065 | 35.0603 | 15.73%
[5 empty] | 15.74 | 15.74% | 1.3067 | 35.0682 | 15.74%
[5 empty] | 15.75 | 15.75% | 1.3069 | 35.0761 | 15.75%
[5 empty] | 15.76 | 15.76% | 1.3071 | 35.0839 | 15.76%
[5 empty] | 15.77 | 15.77% | 1.3073 | 35.0918 | 15.77%
[5 empty] | 15.78 | 15.78% | 1.3075 | 35.0997 | 15.78%
[5 empty] | 15.79 | 15.79% | 1.3078 | 35.1076 | 15.79%
[5 empty] | 15.8 | 15.8% | 1.308 | 35.1154 | 15.8%
[5 empty] | 15.81 | 15.81% | 1.3082 | 35.1233 | 15.81%
[5 empty] | 15.82 | 15.82% | 1.3084 | 35.1312 | 15.82%
[5 empty] | 15.83 | 15.83% | 1.3086 | 35.1391 | 15.83%
[5 empty] | 15.84 | 15.84% | 1.3088 | 35.1469 | 15.84%
[5 empty] | 15.85 | 15.85% | 1.309 | 35.1548 | 15.85%
[5 empty] | 15.86 | 15.86% | 1.3092 | 35.1627 | 15.86%
[5 empty] | 15.87 | 15.87% | 1.3094 | 35.1706 | 15.87%
[5 empty] | 15.88 | 15.88% | 1.3096 | 35.1785 | 15.88%
[5 empty] | 15.89 | 15.89% | 1.3098 | 35.1864 | 15.89%
[5 empty] | 15.9 | 15.9% | 1.31 | 35.1942 | 15.9%
[5 empty] | 15.91 | 15.91% | 1.3102 | 35.2021 | 15.91%
[5 empty] | 15.92 | 15.92% | 1.3104 | 35.21 | 15.92%
[5 empty] | 15.93 | 15.93% | 1.3106 | 35.2179 | 15.93%
[5 empty] | 15.94 | 15.94% | 1.3108 | 35.2258 | 15.94%
[5 empty] | 15.95 | 15.95% | 1.311 | 35.2337 | 15.95%
[5 empty] | 15.96 | 15.96% | 1.3112 | 35.2416 | 15.96%
[5 empty] | 15.97 | 15.97% | 1.3114 | 35.2495 | 15.97%
[5 empty] | 15.98 | 15.98% | 1.3116 | 35.2573 | 15.98%
[5 empty] | 15.99 | 15.99% | 1.3118 | 35.2652 | 15.99%
[5 empty] | 16 | 16% | 1.312 | 35.2731 | 16%
[5 empty] | 16.01 | 16.01% | 1.3122 | 35.281 | 16.01%
[5 empty] | 16.02 | 16.02% | 1.3124 | 35.2889 | 16.02%
[5 empty] | 16.03 | 16.03% | 1.3126 | 35.2968 | 16.03%
[5 empty] | 16.04 | 16.04% | 1.3128 | 35.3047 | 16.04%
[5 empty] | 16.05 | 16.05% | 1.313 | 35.3126 | 16.05%
[5 empty] | 16.06 | 16.06% | 1.3132 | 35.3205 | 16.06%
[5 empty] | 16.07 | 16.07% | 1.3134 | 35.3284 | 16.07%
[5 empty] | 16.08 | 16.08% | 1.3136 | 35.3363 | 16.08%
[5 empty] | 16.09 | 16.09% | 1.3138 | 35.3442 | 16.09%
[5 empty] | 16.1 | 16.1% | 1.314 | 35.3521 | 16.1%
[5 empty] | 16.11 | 16.11% | 1.3142 | 35.36 | 16.11%
[5 empty] | 16.12 | 16.12% | 1.3144 | 35.3679 | 16.12%
[5 empty] | 16.13 | 16.13% | 1.3146 | 35.3758 | 16.13%
[5 empty] | 16.14 | 16.14% | 1.3148 | 35.3837 | 16.14%
[5 empty] | 16.15 | 16.15% | 1.315 | 35.3916 | 16.15%
[5 empty] | 16.16 | 16.16% | 1.3152 | 35.3995 | 16.16%
[5 empty] | 16.17 | 16.17% | 1.3154 | 35.4074 | 16.17%
[5 empty] | 16.18 | 16.18% | 1.3156 | 35.4153 | 16.18%
[5 empty] | 16.19 | 16.19% | 1.3158 | 35.4232 | 16.19%
[5 empty] | 16.2 | 16.2% | 1.316 | 35.4311 | 16.2%
[5 empty] | 16.21 | 16.21% | 1.3162 | 35.439 | 16.21%
[5 empty] | 16.22 | 16.22% | 1.3164 | 35.4469 | 16.22%
[5 empty] | 16.23 | 16.23% | 1.3166 | 35.4548 | 16.23%
[5 empty] | 16.24 | 16.24% | 1.3168 | 35.4627 | 16.24%
[5 empty] | 16.25 | 16.25% | 1.317 | 35.4706 | 16.25%
[5 empty] | 16.26 | 16.26% | 1.3172 | 35.4786 | 16.26%
[5 empty] | 16.27 | 16.27% | 1.3174 | 35.4865 | 16.27%
[5 empty] | 16.28 | 16.28% | 1.3176 | 35.4944 | 16.28%
[5 empty] | 16.29 | 16.29% | 1.3178 | 35.5023 | 16.29%
[5 empty] | 16.3 | 16.3% | 1.318 | 35.5102 | 16.3%
[5 empty] | 16.31 | 16.31% | 1.3182 | 35.5181 | 16.31%
[5 empty] | 16.32 | 16.32% | 1.3184 | 35.526 | 16.32%
[5 empty] | 16.33 | 16.33% | 1.3186 | 35.5339 | 16.33%
[5 empty] | 16.34 | 16.34% | 1.3188 | 35.5419 | 16.34%
[5 empty] | 16.35 | 16.35% | 1.319 | 35.5498 | 16.35%
[5 empty] | 16.36 | 16.36% | 1.3192 | 35.5577 | 16.36%
[5 empty] | 16.37 | 16.37% | 1.3194 | 35.5656 | 16.37%
[5 empty] | 16.38 | 16.38% | 1.3196 | 35.5735 | 16.38%
[5 empty] | 16.39 | 16.39% | 1.3198 | 35.5814 | 16.39%
[5 empty] | 16.4 | 16.4% | 1.32 | 35.5894 | 16.4%
[5 empty] | 16.41 | 16.41% | 1.3202 | 35.5973 | 16.41%
[5 empty] | 16.42 | 16.42% | 1.3204 | 35.6052 | 16.42%
[5 empty] | 16.43 | 16.43% | 1.3206 | 35.6131 | 16.43%
[5 empty] | 16.44 | 16.44% | 1.3208 | 35.621 | 16.44%
[5 empty] | 16.45 | 16.45% | 1.321 | 35.629 | 16.45%
[5 empty] | 16.46 | 16.46% | 1.3212 | 35.6369 | 16.46%
[5 empty] | 16.47 | 16.47% | 1.3214 | 35.6448 | 16.47%
[5 empty] | 16.48 | 16.48% | 1.3216 | 35.6527 | 16.48%
[5 empty] | 16.49 | 16.49% | 1.3218 | 35.6607 | 16.49%
[5 empty] | 16.5 | 16.5% | 1.322 | 35.6686 | 16.5%
[5 empty] | 16.51 | 16.51% | 1.3222 | 35.6765 | 16.51%
[5 empty] | 16.52 | 16.52% | 1.3224 | 35.6844 | 16.52%
[5 empty] | 16.53 | 16.53% | 1.3226 | 35.6924 | 16.53%
[5 empty] | 16.54 | 16.54% | 1.3228 | 35.7003 | 16.54%
[5 empty] | 16.55 | 16.55% | 1.323 | 35.7082 | 16.55%
[5 empty] | 16.56 | 16.56% | 1.3231 | 35.7161 | 16.56%
[5 empty] | 16.57 | 16.57% | 1.3233 | 35.7241 | 16.57%
[5 empty] | 16.58 | 16.58% | 1.3235 | 35.732 | 16.58%
[5 empty] | 16.59 | 16.59% | 1.3237 | 35.7399 | 16.59%
[5 empty] | 16.6 | 16.6% | 1.3239 | 35.7479 | 16.6%
[5 empty] | 16.61 | 16.61% | 1.3241 | 35.7558 | 16.61%
[5 empty] | 16.62 | 16.62% | 1.3243 | 35.7637 | 16.62%
[5 empty] | 16.63 | 16.63% | 1.3245 | 35.7717 | 16.63%
[5 empty] | 16.64 | 16.64% | 1.3247 | 35.7796 | 16.64%
[5 empty] | 16.65 | 16.65% | 1.3249 | 35.7875 | 16.65%
[5 empty] | 16.66 | 16.66% | 1.3251 | 35.7955 | 16.66%
[5 empty] | 16.67 | 16.67% | 1.3253 | 35.8034 | 16.67%
[5 empty] | 16.68 | 16.68% | 1.3255 | 35.8113 | 16.68%
[5 empty] | 16.69 | 16.69% | 1.3257 | 35.8193 | 16.69%
[5 empty] | 16.7 | 16.7% | 1.3259 | 35.8272 | 16.7%
[5 empty] | 16.71 | 16.71% | 1.3261 | 35.8352 | 16.71%
[5 empty] | 16.72 | 16.72% | 1.3263 | 35.8431 | 16.72%
[5 empty] | 16.73 | 16.73% | 1.3265 | 35.851 | 16.73%
[5 empty] | 16.74 | 16.74% | 1.3267 | 35.859 | 16.74%
[5 empty] | 16.75 | 16.75% | 1.3269 | 35.8669 | 16.75%
[5 empty] | 16.76 | 16.76% | 1.3271 | 35.8749 | 16.76%
[5 empty] | 16.77 | 16.77% | 1.3273 | 35.8828 | 16.77%
[5 empty] | 16.78 | 16.78% | 1.3275 | 35.8907 | 16.78%
[5 empty] | 16.79 | 16.79% | 1.3277 | 35.8987 | 16.79%
[5 empty] | 16.8 | 16.8% | 1.3279 | 35.9066 | 16.8%
[5 empty] | 16.81 | 16.81% | 1.3281 | 35.9146 | 16.81%
[5 empty] | 16.82 | 16.82% | 1.3283 | 35.9225 | 16.82%
[5 empty] | 16.83 | 16.83% | 1.3284 | 35.9305 | 16.83%
[5 empty] | 16.84 | 16.84% | 1.3286 | 35.9384 | 16.84%
[5 empty] | 16.85 | 16.85% | 1.3288 | 35.9464 | 16.85%
[5 empty] | 16.86 | 16.86% | 1.329 | 35.9543 | 16.86%
[5 empty] | 16.87 | 16.87% | 1.3292 | 35.9622 | 16.87%
[5 empty] | 16.88 | 16.88% | 1.3294 | 35.9702 | 16.88%
[5 empty] | 16.89 | 16.89% | 1.3296 | 35.9781 | 16.89%
[5 empty] | 16.9 | 16.9% | 1.3298 | 35.9861 | 16.9%
[5 empty] | 16.91 | 16.91% | 1.33 | 35.994 | 16.91%
[5 empty] | 16.92 | 16.92% | 1.3302 | 36.002 | 16.92%
[5 empty] | 16.93 | 16.93% | 1.3304 | 36.0099 | 16.93%
[5 empty] | 16.94 | 16.94% | 1.3306 | 36.0179 | 16.94%
[5 empty] | 16.95 | 16.95% | 1.3308 | 36.0258 | 16.95%
[5 empty] | 16.96 | 16.96% | 1.331 | 36.0338 | 16.96%
[5 empty] | 16.97 | 16.97% | 1.3312 | 36.0417 | 16.97%
[5 empty] | 16.98 | 16.98% | 1.3314 | 36.0497 | 16.98%
[5 empty] | 16.99 | 16.99% | 1.3316 | 36.0577 | 16.99%
[5 empty] | 17 | 17% | 1.3318 | 36.0656 | 17%
[5 empty] | 17.01 | 17.01% | 1.332 | 36.0736 | 17.01%
[5 empty] | 17.02 | 17.02% | 1.3322 | 36.0815 | 17.02%
[5 empty] | 17.03 | 17.03% | 1.3323 | 36.0895 | 17.03%
[5 empty] | 17.04 | 17.04% | 1.3325 | 36.0974 | 17.04%
[5 empty] | 17.05 | 17.05% | 1.3327 | 36.1054 | 17.05%
[5 empty] | 17.06 | 17.06% | 1.3329 | 36.1133 | 17.06%
[5 empty] | 17.07 | 17.07% | 1.3331 | 36.1213 | 17.07%
[5 empty] | 17.08 | 17.08% | 1.3333 | 36.1293 | 17.08%
[5 empty] | 17.09 | 17.09% | 1.3335 | 36.1372 | 17.09%
[5 empty] | 17.1 | 17.1% | 1.3337 | 36.1452 | 17.1%
[5 empty] | 17.11 | 17.11% | 1.3339 | 36.1531 | 17.11%
[5 empty] | 17.12 | 17.12% | 1.3341 | 36.1611 | 17.12%
[5 empty] | 17.13 | 17.13% | 1.3343 | 36.1691 | 17.13%
[5 empty] | 17.14 | 17.14% | 1.3345 | 36.177 | 17.14%
[5 empty] | 17.15 | 17.15% | 1.3347 | 36.185 | 17.15%
[5 empty] | 17.16 | 17.16% | 1.3349 | 36.193 | 17.16%
[5 empty] | 17.17 | 17.17% | 1.3351 | 36.2009 | 17.17%
[5 empty] | 17.18 | 17.18% | 1.3353 | 36.2089 | 17.18%
[5 empty] | 17.19 | 17.19% | 1.3355 | 36.2168 | 17.19%
[5 empty] | 17.2 | 17.2% | 1.3356 | 36.2248 | 17.2%
[5 empty] | 17.21 | 17.21% | 1.3358 | 36.2328 | 17.21%
[5 empty] | 17.22 | 17.22% | 1.336 | 36.2407 | 17.22%
[5 empty] | 17.23 | 17.23% | 1.3362 | 36.2487 | 17.23%
[5 empty] | 17.24 | 17.24% | 1.3364 | 36.2567 | 17.24%
[5 empty] | 17.25 | 17.25% | 1.3366 | 36.2646 | 17.25%
[5 empty] | 17.26 | 17.26% | 1.3368 | 36.2726 | 17.26%
[5 empty] | 17.27 | 17.27% | 1.337 | 36.2806 | 17.27%
[5 empty] | 17.28 | 17.28% | 1.3372 | 36.2886 | 17.28%
[5 empty] | 17.29 | 17.29% | 1.3374 | 36.2965 | 17.29%
[5 empty] | 17.3 | 17.3% | 1.3376 | 36.3045 | 17.3%
[5 empty] | 17.31 | 17.31% | 1.3378 | 36.3125 | 17.31%
[5 empty] | 17.32 | 17.32% | 1.338 | 36.3204 | 17.32%
[5 empty] | 17.33 | 17.33% | 1.3382 | 36.3284 | 17.33%
[5 empty] | 17.34 | 17.34% | 1.3384 | 36.3364 | 17.34%
[5 empty] | 17.35 | 17.35% | 1.3386 | 36.3443 | 17.35%
[5 empty] | 17.36 | 17.36% | 1.3387 | 36.3523 | 17.36%
[5 empty] | 17.37 | 17.37% | 1.3389 | 36.3603 | 17.37%
[5 empty] | 17.38 | 17.38% | 1.3391 | 36.3683 | 17.38%
[5 empty] | 17.39 | 17.39% | 1.3393 | 36.3762 | 17.39%
[5 empty] | 17.4 | 17.4% | 1.3395 | 36.3842 | 17.4%
[5 empty] | 17.41 | 17.41% | 1.3397 | 36.3922 | 17.41%
[5 empty] | 17.42 | 17.42% | 1.3399 | 36.4002 | 17.42%
[5 empty] | 17.43 | 17.43% | 1.3401 | 36.4081 | 17.43%
[5 empty] | 17.44 | 17.44% | 1.3403 | 36.4161 | 17.44%
[5 empty] | 17.45 | 17.45% | 1.3405 | 36.4241 | 17.45%
[5 empty] | 17.46 | 17.46% | 1.3407 | 36.4321 | 17.46%
[5 empty] | 17.47 | 17.47% | 1.3409 | 36.4401 | 17.47%
[5 empty] | 17.48 | 17.48% | 1.3411 | 36.448 | 17.48%
[5 empty] | 17.49 | 17.49% | 1.3413 | 36.456 | 17.49%
[5 empty] | 17.5 | 17.5% | 1.3414 | 36.464 | 17.5%
[5 empty] | 17.51 | 17.51% | 1.3416 | 36.472 | 17.51%
[5 empty] | 17.52 | 17.52% | 1.3418 | 36.48 | 17.52%
[5 empty] | 17.53 | 17.53% | 1.342 | 36.4879 | 17.53%
[5 empty] | 17.54 | 17.54% | 1.3422 | 36.4959 | 17.54%
[5 empty] | 17.55 | 17.55% | 1.3424 | 36.5039 | 17.55%
[5 empty] | 17.56 | 17.56% | 1.3426 | 36.5119 | 17.56%
[5 empty] | 17.57 | 17.57% | 1.3428 | 36.5199 | 17.57%
[5 empty] | 17.58 | 17.58% | 1.343 | 36.5278 | 17.58%
[5 empty] | 17.59 | 17.59% | 1.3432 | 36.5358 | 17.59%
[5 empty] | 17.6 | 17.6% | 1.3434 | 36.5438 | 17.6%
[5 empty] | 17.61 | 17.61% | 1.3436 | 36.5518 | 17.61%
[5 empty] | 17.62 | 17.62% | 1.3438 | 36.5598 | 17.62%
[5 empty] | 17.63 | 17.63% | 1.344 | 36.5678 | 17.63%
[5 empty] | 17.64 | 17.64% | 1.3441 | 36.5758 | 17.64%
[5 empty] | 17.65 | 17.65% | 1.3443 | 36.5837 | 17.65%
[5 empty] | 17.66 | 17.66% | 1.3445 | 36.5917 | 17.66%
[5 empty] | 17.67 | 17.67% | 1.3447 | 36.5997 | 17.67%
[5 empty] | 17.68 | 17.68% | 1.3449 | 36.6077 | 17.68%
[5 empty] | 17.69 | 17.69% | 1.3451 | 36.6157 | 17.69%
[5 empty] | 17.7 | 17.7% | 1.3453 | 36.6237 | 17.7%
[5 empty] | 17.71 | 17.71% | 1.3455 | 36.6317 | 17.71%
[5 empty] | 17.72 | 17.72% | 1.3457 | 36.6397 | 17.72%
[5 empty] | 17.73 | 17.73% | 1.3459 | 36.6476 | 17.73%
[5 empty] | 17.74 | 17.74% | 1.3461 | 36.6556 | 17.74%
[5 empty] | 17.75 | 17.75% | 1.3463 | 36.6636 | 17.75%
[5 empty] | 17.76 | 17.76% | 1.3465 | 36.6716 | 17.76%
[5 empty] | 17.77 | 17.77% | 1.3466 | 36.6796 | 17.77%
[5 empty] | 17.78 | 17.78% | 1.3468 | 36.6876 | 17.78%
[5 empty] | 17.79 | 17.79% | 1.347 | 36.6956 | 17.79%
[5 empty] | 17.8 | 17.8% | 1.3472 | 36.7036 | 17.8%
[5 empty] | 17.81 | 17.81% | 1.3474 | 36.7116 | 17.81%
[5 empty] | 17.82 | 17.82% | 1.3476 | 36.7196 | 17.82%
[5 empty] | 17.83 | 17.83% | 1.3478 | 36.7276 | 17.83%
[5 empty] | 17.84 | 17.84% | 1.348 | 36.7356 | 17.84%
[5 empty] | 17.85 | 17.85% | 1.3482 | 36.7436 | 17.85%
[5 empty] | 17.86 | 17.86% | 1.3484 | 36.7516 | 17.86%
[5 empty] | 17.87 | 17.87% | 1.3486 | 36.7596 | 17.87%
[5 empty] | 17.88 | 17.88% | 1.3488 | 36.7675 | 17.88%
[5 empty] | 17.89 | 17.89% | 1.349 | 36.7755 | 17.89%
[5 empty] | 17.9 | 17.9% | 1.3491 | 36.7835 | 17.9%
[5 empty] | 17.91 | 17.91% | 1.3493 | 36.7915 | 17.91%
[5 empty] | 17.92 | 17.92% | 1.3495 | 36.7995 | 17.92%
[5 empty] | 17.93 | 17.93% | 1.3497 | 36.8075 | 17.93%
[5 empty] | 17.94 | 17.94% | 1.3499 | 36.8155 | 17.94%
[5 empty] | 17.95 | 17.95% | 1.3501 | 36.8235 | 17.95%
[5 empty] | 17.96 | 17.96% | 1.3503 | 36.8315 | 17.96%
[5 empty] | 17.97 | 17.97% | 1.3505 | 36.8395 | 17.97%
[5 empty] | 17.98 | 17.98% | 1.3507 | 36.8475 | 17.98%
[5 empty] | 17.99 | 17.99% | 1.3509 | 36.8555 | 17.99%
[5 empty] | 18 | 18% | 1.3511 | 36.8635 | 18%
[5 empty] | 18.01 | 18.01% | 1.3513 | 36.8715 | 18.01%
[5 empty] | 18.02 | 18.02% | 1.3514 | 36.8795 | 18.02%
[5 empty] | 18.03 | 18.03% | 1.3516 | 36.8875 | 18.03%
[5 empty] | 18.04 | 18.04% | 1.3518 | 36.8955 | 18.04%
[5 empty] | 18.05 | 18.05% | 1.352 | 36.9035 | 18.05%
[5 empty] | 18.06 | 18.06% | 1.3522 | 36.9115 | 18.06%
[5 empty] | 18.07 | 18.07% | 1.3524 | 36.9195 | 18.07%
[5 empty] | 18.08 | 18.08% | 1.3526 | 36.9276 | 18.08%
[5 empty] | 18.09 | 18.09% | 1.3528 | 36.9356 | 18.09%
[5 empty] | 18.1 | 18.1% | 1.353 | 36.9436 | 18.1%
[5 empty] | 18.11 | 18.11% | 1.3532 | 36.9516 | 18.11%
[5 empty] | 18.12 | 18.12% | 1.3534 | 36.9596 | 18.12%
[5 empty] | 18.13 | 18.13% | 1.3536 | 36.9676 | 18.13%
[5 empty] | 18.14 | 18.14% | 1.3537 | 36.9756 | 18.14%
[5 empty] | 18.15 | 18.15% | 1.3539 | 36.9836 | 18.15%
[5 empty] | 18.16 | 18.16% | 1.3541 | 36.9916 | 18.16%
[5 empty] | 18.17 | 18.17% | 1.3543 | 36.9996 | 18.17%
[5 empty] | 18.18 | 18.18% | 1.3545 | 37.0076 | 18.18%
[5 empty] | 18.19 | 18.19% | 1.3547 | 37.0156 | 18.19%
[5 empty] | 18.2 | 18.2% | 1.3549 | 37.0236 | 18.2%
[5 empty] | 18.21 | 18.21% | 1.3551 | 37.0316 | 18.21%
[5 empty] | 18.22 | 18.22% | 1.3553 | 37.0396 | 18.22%
[5 empty] | 18.23 | 18.23% | 1.3555 | 37.0477 | 18.23%
[5 empty] | 18.24 | 18.24% | 1.3557 | 37.0557 | 18.24%
[5 empty] | 18.25 | 18.25% | 1.3559 | 37.0637 | 18.25%
[5 empty] | 18.26 | 18.26% | 1.356 | 37.0717 | 18.26%
[5 empty] | 18.27 | 18.27% | 1.3562 | 37.0797 | 18.27%
[5 empty] | 18.28 | 18.28% | 1.3564 | 37.0877 | 18.28%
[5 empty] | 18.29 | 18.29% | 1.3566 | 37.0957 | 18.29%
[5 empty] | 18.3 | 18.3% | 1.3568 | 37.1037 | 18.3%
[5 empty] | 18.31 | 18.31% | 1.357 | 37.1117 | 18.31%
[5 empty] | 18.32 | 18.32% | 1.3572 | 37.1198 | 18.32%
[5 empty] | 18.33 | 18.33% | 1.3574 | 37.1278 | 18.33%
[5 empty] | 18.34 | 18.34% | 1.3576 | 37.1358 | 18.34%
[5 empty] | 18.35 | 18.35% | 1.3578 | 37.1438 | 18.35%
[5 empty] | 18.36 | 18.36% | 1.358 | 37.1518 | 18.36%
[5 empty] | 18.37 | 18.37% | 1.3582 | 37.1598 | 18.37%
[5 empty] | 18.38 | 18.38% | 1.3584 | 37.1678 | 18.38%
[5 empty] | 18.39 | 18.39% | 1.3585 | 37.1758 | 18.39%
[5 empty] | 18.4 | 18.4% | 1.3587 | 37.1839 | 18.4%
[5 empty] | 18.41 | 18.41% | 1.3589 | 37.1919 | 18.41%
[5 empty] | 18.42 | 18.42% | 1.3591 | 37.1999 | 18.42%
[5 empty] | 18.43 | 18.43% | 1.3593 | 37.2079 | 18.43%
[5 empty] | 18.44 | 18.44% | 1.3595 | 37.2159 | 18.44%
[5 empty] | 18.45 | 18.45% | 1.3597 | 37.2239 | 18.45%
[5 empty] | 18.46 | 18.46% | 1.3599 | 37.232 | 18.46%
[5 empty] | 18.47 | 18.47% | 1.3601 | 37.24 | 18.47%
[5 empty] | 18.48 | 18.48% | 1.3603 | 37.248 | 18.48%
[5 empty] | 18.49 | 18.49% | 1.3605 | 37.256 | 18.49%
[5 empty] | 18.5 | 18.5% | 1.3607 | 37.264 | 18.5%
[5 empty] | 18.51 | 18.51% | 1.3608 | 37.272 | 18.51%
[5 empty] | 18.52 | 18.52% | 1.361 | 37.2801 | 18.52%
[5 empty] | 18.53 | 18.53% | 1.3612 | 37.2881 | 18.53%
[5 empty] | 18.54 | 18.54% | 1.3614 | 37.2961 | 18.54%
[5 empty] | 18.55 | 18.55% | 1.3616 | 37.3041 | 18.55%
[5 empty] | 18.56 | 18.56% | 1.3618 | 37.3121 | 18.56%
[5 empty] | 18.57 | 18.57% | 1.362 | 37.3202 | 18.57%
[5 empty] | 18.58 | 18.58% | 1.3622 | 37.3282 | 18.58%
[5 empty] | 18.59 | 18.59% | 1.3624 | 37.3362 | 18.59%
[5 empty] | 18.6 | 18.6% | 1.3626 | 37.3442 | 18.6%
[5 empty] | 18.61 | 18.61% | 1.3628 | 37.3523 | 18.61%
[5 empty] | 18.62 | 18.62% | 1.363 | 37.3603 | 18.62%
[5 empty] | 18.63 | 18.63% | 1.3631 | 37.3683 | 18.63%
[5 empty] | 18.64 | 18.64% | 1.3633 | 37.3763 | 18.64%
[5 empty] | 18.65 | 18.65% | 1.3635 | 37.3843 | 18.65%
[5 empty] | 18.66 | 18.66% | 1.3637 | 37.3924 | 18.66%
[5 empty] | 18.67 | 18.67% | 1.3639 | 37.4004 | 18.67%
[5 empty] | 18.68 | 18.68% | 1.3641 | 37.4084 | 18.68%
[5 empty] | 18.69 | 18.69% | 1.3643 | 37.4164 | 18.69%
[5 empty] | 18.7 | 18.7% | 1.3645 | 37.4245 | 18.7%
[5 empty] | 18.71 | 18.71% | 1.3647 | 37.4325 | 18.71%
[5 empty] | 18.72 | 18.72% | 1.3649 | 37.4405 | 18.72%
[5 empty] | 18.73 | 18.73% | 1.3651 | 37.4485 | 18.73%
[5 empty] | 18.74 | 18.74% | 1.3653 | 37.4566 | 18.74%
[5 empty] | 18.75 | 18.75% | 1.3655 | 37.4646 | 18.75%
[5 empty] | 18.76 | 18.76% | 1.3656 | 37.4726 | 18.76%
[5 empty] | 18.77 | 18.77% | 1.3658 | 37.4806 | 18.77%
[5 empty] | 18.78 | 18.78% | 1.366 | 37.4887 | 18.78%
[5 empty] | 18.79 | 18.79% | 1.3662 | 37.4967 | 18.79%
[5 empty] | 18.8 | 18.8% | 1.3664 | 37.5047 | 18.8%
[5 empty] | 18.81 | 18.81% | 1.3666 | 37.5127 | 18.81%
[5 empty] | 18.82 | 18.82% | 1.3668 | 37.5208 | 18.82%
[5 empty] | 18.83 | 18.83% | 1.367 | 37.5288 | 18.83%
[5 empty] | 18.84 | 18.84% | 1.3672 | 37.5368 | 18.84%
[5 empty] | 18.85 | 18.85% | 1.3674 | 37.5449 | 18.85%
[5 empty] | 18.86 | 18.86% | 1.3676 | 37.5529 | 18.86%
[5 empty] | 18.87 | 18.87% | 1.3678 | 37.5609 | 18.87%
[5 empty] | 18.88 | 18.88% | 1.3679 | 37.5689 | 18.88%
[5 empty] | 18.89 | 18.89% | 1.3681 | 37.577 | 18.89%
[5 empty] | 18.9 | 18.9% | 1.3683 | 37.585 | 18.9%
[5 empty] | 18.91 | 18.91% | 1.3685 | 37.593 | 18.91%
[5 empty] | 18.92 | 18.92% | 1.3687 | 37.6011 | 18.92%
[5 empty] | 18.93 | 18.93% | 1.3689 | 37.6091 | 18.93%
[5 empty] | 18.94 | 18.94% | 1.3691 | 37.6171 | 18.94%
[5 empty] | 18.95 | 18.95% | 1.3693 | 37.6251 | 18.95%
[5 empty] | 18.96 | 18.96% | 1.3695 | 37.6332 | 18.96%
[5 empty] | 18.97 | 18.97% | 1.3697 | 37.6412 | 18.97%
[5 empty] | 18.98 | 18.98% | 1.3699 | 37.6492 | 18.98%
[5 empty] | 18.99 | 18.99% | 1.3701 | 37.6573 | 18.99%
[5 empty] | 19 | 19% | 1.3703 | 37.6653 | 19%
[5 empty] | 19.01 | 19.01% | 1.3705 | 37.6733 | 19.01%
[5 empty] | 19.02 | 19.02% | 1.3706 | 37.6814 | 19.02%
[5 empty] | 19.03 | 19.03% | 1.3708 | 37.6894 | 19.03%
[5 empty] | 19.04 | 19.04% | 1.371 | 37.6974 | 19.04%
[5 empty] | 19.05 | 19.05% | 1.3712 | 37.7055 | 19.05%
[5 empty] | 19.06 | 19.06% | 1.3714 | 37.7135 | 19.06%
[5 empty] | 19.07 | 19.07% | 1.3716 | 37.7215 | 19.07%
[5 empty] | 19.08 | 19.08% | 1.3718 | 37.7296 | 19.08%
[5 empty] | 19.09 | 19.09% | 1.372 | 37.7376 | 19.09%
[5 empty] | 19.1 | 19.1% | 1.3722 | 37.7456 | 19.1%
[5 empty] | 19.11 | 19.11% | 1.3724 | 37.7537 | 19.11%
[5 empty] | 19.12 | 19.12% | 1.3726 | 37.7617 | 19.12%
[5 empty] | 19.13 | 19.13% | 1.3728 | 37.7697 | 19.13%
[5 empty] | 19.14 | 19.14% | 1.373 | 37.7778 | 19.14%
[5 empty] | 19.15 | 19.15% | 1.3731 | 37.7858 | 19.15%
[5 empty] | 19.16 | 19.16% | 1.3733 | 37.7938 | 19.16%
[5 empty] | 19.17 | 19.17% | 1.3735 | 37.8019 | 19.17%
[5 empty] | 19.18 | 19.18% | 1.3737 | 37.8099 | 19.18%
[5 empty] | 19.19 | 19.19% | 1.3739 | 37.818 | 19.19%
[5 empty] | 19.2 | 19.2% | 1.3741 | 37.826 | 19.2%
[5 empty] | 19.21 | 19.21% | 1.3743 | 37.834 | 19.21%
[5 empty] | 19.22 | 19.22% | 1.3745 | 37.8421 | 19.22%
[5 empty] | 19.23 | 19.23% | 1.3747 | 37.8501 | 19.23%
[5 empty] | 19.24 | 19.24% | 1.3749 | 37.8581 | 19.24%
[5 empty] | 19.25 | 19.25% | 1.3751 | 37.8662 | 19.25%
[5 empty] | 19.26 | 19.26% | 1.3753 | 37.8742 | 19.26%
[5 empty] | 19.27 | 19.27% | 1.3755 | 37.8823 | 19.27%
[5 empty] | 19.28 | 19.28% | 1.3757 | 37.8903 | 19.28%
[5 empty] | 19.29 | 19.29% | 1.3759 | 37.8983 | 19.29%
[5 empty] | 19.3 | 19.3% | 1.376 | 37.9064 | 19.3%
[5 empty] | 19.31 | 19.31% | 1.3762 | 37.9144 | 19.31%
[5 empty] | 19.32 | 19.32% | 1.3764 | 37.9224 | 19.32%
[5 empty] | 19.33 | 19.33% | 1.3766 | 37.9305 | 19.33%
[5 empty] | 19.34 | 19.34% | 1.3768 | 37.9385 | 19.34%
[5 empty] | 19.35 | 19.35% | 1.377 | 37.9466 | 19.35%
[5 empty] | 19.36 | 19.36% | 1.3772 | 37.9546 | 19.36%
[5 empty] | 19.37 | 19.37% | 1.3774 | 37.9626 | 19.37%
[5 empty] | 19.38 | 19.38% | 1.3776 | 37.9707 | 19.38%
[5 empty] | 19.39 | 19.39% | 1.3778 | 37.9787 | 19.39%
[5 empty] | 19.4 | 19.4% | 1.378 | 37.9868 | 19.4%
[5 empty] | 19.41 | 19.41% | 1.3782 | 37.9948 | 19.41%
[5 empty] | 19.42 | 19.42% | 1.3784 | 38.0028 | 19.42%
[5 empty] | 19.43 | 19.43% | 1.3786 | 38.0109 | 19.43%
[5 empty] | 19.44 | 19.44% | 1.3788 | 38.0189 | 19.44%
[5 empty] | 19.45 | 19.45% | 1.3789 | 38.027 | 19.45%
[5 empty] | 19.46 | 19.46% | 1.3791 | 38.035 | 19.46%
[5 empty] | 19.47 | 19.47% | 1.3793 | 38.0431 | 19.47%
[5 empty] | 19.48 | 19.48% | 1.3795 | 38.0511 | 19.48%
[5 empty] | 19.49 | 19.49% | 1.3797 | 38.0591 | 19.49%
[5 empty] | 19.5 | 19.5% | 1.3799 | 38.0672 | 19.5%
[5 empty] | 19.51 | 19.51% | 1.3801 | 38.0752 | 19.51%
[5 empty] | 19.52 | 19.52% | 1.3803 | 38.0833 | 19.52%
[5 empty] | 19.53 | 19.53% | 1.3805 | 38.0913 | 19.53%
[5 empty] | 19.54 | 19.54% | 1.3807 | 38.0994 | 19.54%
[5 empty] | 19.55 | 19.55% | 1.3809 | 38.1074 | 19.55%
[5 empty] | 19.56 | 19.56% | 1.3811 | 38.1154 | 19.56%
[5 empty] | 19.57 | 19.57% | 1.3813 | 38.1235 | 19.57%
[5 empty] | 19.58 | 19.58% | 1.3815 | 38.1315 | 19.58%
[5 empty] | 19.59 | 19.59% | 1.3817 | 38.1396 | 19.59%
[5 empty] | 19.6 | 19.6% | 1.3819 | 38.1476 | 19.6%
[5 empty] | 19.61 | 19.61% | 1.382 | 38.1557 | 19.61%
[5 empty] | 19.62 | 19.62% | 1.3822 | 38.1637 | 19.62%
[5 empty] | 19.63 | 19.63% | 1.3824 | 38.1717 | 19.63%
[5 empty] | 19.64 | 19.64% | 1.3826 | 38.1798 | 19.64%
[5 empty] | 19.65 | 19.65% | 1.3828 | 38.1878 | 19.65%
[5 empty] | 19.66 | 19.66% | 1.383 | 38.1959 | 19.66%
[5 empty] | 19.67 | 19.67% | 1.3832 | 38.2039 | 19.67%
[5 empty] | 19.68 | 19.68% | 1.3834 | 38.212 | 19.68%
[5 empty] | 19.69 | 19.69% | 1.3836 | 38.22 | 19.69%
[5 empty] | 19.7 | 19.7% | 1.3838 | 38.2281 | 19.7%
[5 empty] | 19.71 | 19.71% | 1.384 | 38.2361 | 19.71%
[5 empty] | 19.72 | 19.72% | 1.3842 | 38.2442 | 19.72%
[5 empty] | 19.73 | 19.73% | 1.3844 | 38.2522 | 19.73%
[5 empty] | 19.74 | 19.74% | 1.3846 | 38.2602 | 19.74%
[5 empty] | 19.75 | 19.75% | 1.3848 | 38.2683 | 19.75%
[5 empty] | 19.76 | 19.76% | 1.385 | 38.2763 | 19.76%
[5 empty] | 19.77 | 19.77% | 1.3852 | 38.2844 | 19.77%
[5 empty] | 19.78 | 19.78% | 1.3854 | 38.2924 | 19.78%
[5 empty] | 19.79 | 19.79% | 1.3856 | 38.3005 | 19.79%
[5 empty] | 19.8 | 19.8% | 1.3857 | 38.3085 | 19.8%
[5 empty] | 19.81 | 19.81% | 1.3859 | 38.3166 | 19.81%
[5 empty] | 19.82 | 19.82% | 1.3861 | 38.3246 | 19.82%
[5 empty] | 19.83 | 19.83% | 1.3863 | 38.3327 | 19.83%
[5 empty] | 19.84 | 19.84% | 1.3865 | 38.3407 | 19.84%
[5 empty] | 19.85 | 19.85% | 1.3867 | 38.3488 | 19.85%
[5 empty] | 19.86 | 19.86% | 1.3869 | 38.3568 | 19.86%
[5 empty] | 19.87 | 19.87% | 1.3871 | 38.3649 | 19.87%
[5 empty] | 19.88 | 19.88% | 1.3873 | 38.3729 | 19.88%
[5 empty] | 19.89 | 19.89% | 1.3875 | 38.381 | 19.89%
[5 empty] | 19.9 | 19.9% | 1.3877 | 38.389 | 19.9%
[5 empty] | 19.91 | 19.91% | 1.3879 | 38.3971 | 19.91%
[5 empty] | 19.92 | 19.92% | 1.3881 | 38.4051 | 19.92%
[5 empty] | 19.93 | 19.93% | 1.3883 | 38.4131 | 19.93%
[5 empty] | 19.94 | 19.94% | 1.3885 | 38.4212 | 19.94%
[5 empty] | 19.95 | 19.95% | 1.3887 | 38.4292 | 19.95%
[5 empty] | 19.96 | 19.96% | 1.3889 | 38.4373 | 19.96%
[5 empty] | 19.97 | 19.97% | 1.3891 | 38.4453 | 19.97%
[5 empty] | 19.98 | 19.98% | 1.3893 | 38.4534 | 19.98%
[5 empty] | 19.99 | 19.99% | 1.3895 | 38.4614 | 19.99%
[5 empty] | 20 | 20% | 1.3897 | 38.4695 | 20%
[5 empty] | 20.01 | 20.01% | 1.3899 | 38.4775 | 20.01%
[5 empty] | 20.02 | 20.02% | 1.39 | 38.4856 | 20.02%
[5 empty] | 20.03 | 20.03% | 1.3902 | 38.4936 | 20.03%
[5 empty] | 20.04 | 20.04% | 1.3904 | 38.5017 | 20.04%
[5 empty] | 20.05 | 20.05% | 1.3906 | 38.5097 | 20.05%
[5 empty] | 20.06 | 20.06% | 1.3908 | 38.5178 | 20.06%
[5 empty] | 20.07 | 20.07% | 1.391 | 38.5258 | 20.07%
[5 empty] | 20.08 | 20.08% | 1.3912 | 38.5339 | 20.08%
[5 empty] | 20.09 | 20.09% | 1.3914 | 38.5419 | 20.09%
[5 empty] | 20.1 | 20.1% | 1.3916 | 38.55 | 20.1%
[5 empty] | 20.11 | 20.11% | 1.3918 | 38.558 | 20.11%
[5 empty] | 20.12 | 20.12% | 1.392 | 38.5661 | 20.12%
[5 empty] | 20.13 | 20.13% | 1.3922 | 38.5741 | 20.13%
[5 empty] | 20.14 | 20.14% | 1.3924 | 38.5822 | 20.14%
[5 empty] | 20.15 | 20.15% | 1.3926 | 38.5902 | 20.15%
[5 empty] | 20.16 | 20.16% | 1.3928 | 38.5983 | 20.16%
[5 empty] | 20.17 | 20.17% | 1.393 | 38.6063 | 20.17%
[5 empty] | 20.18 | 20.18% | 1.3932 | 38.6144 | 20.18%
[5 empty] | 20.19 | 20.19% | 1.3934 | 38.6225 | 20.19%
[5 empty] | 20.2 | 20.2% | 1.3936 | 38.6305 | 20.2%
[5 empty] | 20.21 | 20.21% | 1.3938 | 38.6386 | 20.21%
[5 empty] | 20.22 | 20.22% | 1.394 | 38.6466 | 20.22%
[5 empty] | 20.23 | 20.23% | 1.3942 | 38.6547 | 20.23%
[5 empty] | 20.24 | 20.24% | 1.3944 | 38.6627 | 20.24%
[5 empty] | 20.25 | 20.25% | 1.3946 | 38.6708 | 20.25%
[5 empty] | 20.26 | 20.26% | 1.3948 | 38.6788 | 20.26%
[5 empty] | 20.27 | 20.27% | 1.395 | 38.6869 | 20.27%
[5 empty] | 20.28 | 20.28% | 1.3952 | 38.6949 | 20.28%
[5 empty] | 20.29 | 20.29% | 1.3954 | 38.703 | 20.29%
[5 empty] | 20.3 | 20.3% | 1.3956 | 38.711 | 20.3%
[5 empty] | 20.31 | 20.31% | 1.3958 | 38.7191 | 20.31%
[5 empty] | 20.32 | 20.32% | 1.3959 | 38.7271 | 20.32%
[5 empty] | 20.33 | 20.33% | 1.3961 | 38.7352 | 20.33%
[5 empty] | 20.34 | 20.34% | 1.3963 | 38.7432 | 20.34%
[5 empty] | 20.35 | 20.35% | 1.3965 | 38.7513 | 20.35%
[5 empty] | 20.36 | 20.36% | 1.3967 | 38.7593 | 20.36%
[5 empty] | 20.37 | 20.37% | 1.3969 | 38.7674 | 20.37%
[5 empty] | 20.38 | 20.38% | 1.3971 | 38.7754 | 20.38%
[5 empty] | 20.39 | 20.39% | 1.3973 | 38.7835 | 20.39%
[5 empty] | 20.4 | 20.4% | 1.3975 | 38.7915 | 20.4%
[5 empty] | 20.41 | 20.41% | 1.3977 | 38.7996 | 20.41%
[5 empty] | 20.42 | 20.42% | 1.3979 | 38.8077 | 20.42%
[5 empty] | 20.43 | 20.43% | 1.3981 | 38.8157 | 20.43%
[5 empty] | 20.44 | 20.44% | 1.3983 | 38.8238 | 20.44%
[5 empty] | 20.45 | 20.45% | 1.3985 | 38.8318 | 20.45%
[5 empty] | 20.46 | 20.46% | 1.3987 | 38.8399 | 20.46%
[5 empty] | 20.47 | 20.47% | 1.3989 | 38.8479 | 20.47%
[5 empty] | 20.48 | 20.48% | 1.3991 | 38.856 | 20.48%
[5 empty] | 20.49 | 20.49% | 1.3993 | 38.864 | 20.49%
[5 empty] | 20.5 | 20.5% | 1.3995 | 38.8721 | 20.5%
[5 empty] | 20.51 | 20.51% | 1.3997 | 38.8801 | 20.51%
[5 empty] | 20.52 | 20.52% | 1.3999 | 38.8882 | 20.52%
[5 empty] | 20.53 | 20.53% | 1.4001 | 38.8962 | 20.53%
[5 empty] | 20.54 | 20.54% | 1.4003 | 38.9043 | 20.54%
[5 empty] | 20.55 | 20.55% | 1.4005 | 38.9124 | 20.55%
[5 empty] | 20.56 | 20.56% | 1.4007 | 38.9204 | 20.56%
[5 empty] | 20.57 | 20.57% | 1.4009 | 38.9285 | 20.57%
[5 empty] | 20.58 | 20.58% | 1.4011 | 38.9365 | 20.58%
[5 empty] | 20.59 | 20.59% | 1.4013 | 38.9446 | 20.59%
[5 empty] | 20.6 | 20.6% | 1.4015 | 38.9526 | 20.6%
[5 empty] | 20.61 | 20.61% | 1.4017 | 38.9607 | 20.61%
[5 empty] | 20.62 | 20.62% | 1.4019 | 38.9687 | 20.62%
[5 empty] | 20.63 | 20.63% | 1.4021 | 38.9768 | 20.63%
[5 empty] | 20.64 | 20.64% | 1.4023 | 38.9848 | 20.64%
[5 empty] | 20.65 | 20.65% | 1.4025 | 38.9929 | 20.65%
[5 empty] | 20.66 | 20.66% | 1.4027 | 39.0009 | 20.66%
[5 empty] | 20.67 | 20.67% | 1.4029 | 39.009 | 20.67%
[5 empty] | 20.68 | 20.68% | 1.4031 | 39.0171 | 20.68%
[5 empty] | 20.69 | 20.69% | 1.4033 | 39.0251 | 20.69%
[5 empty] | 20.7 | 20.7% | 1.4035 | 39.0332 | 20.7%
[5 empty] | 20.71 | 20.71% | 1.4037 | 39.0412 | 20.71%
[5 empty] | 20.72 | 20.72% | 1.4039 | 39.0493 | 20.72%
[5 empty] | 20.73 | 20.73% | 1.4041 | 39.0573 | 20.73%
[5 empty] | 20.74 | 20.74% | 1.4043 | 39.0654 | 20.74%
[5 empty] | 20.75 | 20.75% | 1.4045 | 39.0734 | 20.75%
[5 empty] | 20.76 | 20.76% | 1.4047 | 39.0815 | 20.76%
[5 empty] | 20.77 | 20.77% | 1.4049 | 39.0895 | 20.77%
[5 empty] | 20.78 | 20.78% | 1.4051 | 39.0976 | 20.78%
[5 empty] | 20.79 | 20.79% | 1.4053 | 39.1057 | 20.79%
[5 empty] | 20.8 | 20.8% | 1.4055 | 39.1137 | 20.8%
[5 empty] | 20.81 | 20.81% | 1.4057 | 39.1218 | 20.81%
[5 empty] | 20.82 | 20.82% | 1.4059 | 39.1298 | 20.82%
[5 empty] | 20.83 | 20.83% | 1.4061 | 39.1379 | 20.83%
[5 empty] | 20.84 | 20.84% | 1.4063 | 39.1459 | 20.84%
[5 empty] | 20.85 | 20.85% | 1.4065 | 39.154 | 20.85%
[5 empty] | 20.86 | 20.86% | 1.4067 | 39.162 | 20.86%
[5 empty] | 20.87 | 20.87% | 1.4069 | 39.1701 | 20.87%
[5 empty] | 20.88 | 20.88% | 1.4071 | 39.1781 | 20.88%
[5 empty] | 20.89 | 20.89% | 1.4073 | 39.1862 | 20.89%
[5 empty] | 20.9 | 20.9% | 1.4075 | 39.1943 | 20.9%
[5 empty] | 20.91 | 20.91% | 1.4077 | 39.2023 | 20.91%
[5 empty] | 20.92 | 20.92% | 1.4079 | 39.2104 | 20.92%
[5 empty] | 20.93 | 20.93% | 1.4081 | 39.2184 | 20.93%
[5 empty] | 20.94 | 20.94% | 1.4083 | 39.2265 | 20.94%
[5 empty] | 20.95 | 20.95% | 1.4085 | 39.2345 | 20.95%
[5 empty] | 20.96 | 20.96% | 1.4087 | 39.2426 | 20.96%
[5 empty] | 20.97 | 20.97% | 1.4089 | 39.2506 | 20.97%
[5 empty] | 20.98 | 20.98% | 1.4091 | 39.2587 | 20.98%
[5 empty] | 20.99 | 20.99% | 1.4093 | 39.2667 | 20.99%
[5 empty] | 21 | 21% | 1.4095 | 39.2748 | 21%
[5 empty] | 21.01 | 21.01% | 1.4097 | 39.2829 | 21.01%
[5 empty] | 21.02 | 21.02% | 1.4099 | 39.2909 | 21.02%
[5 empty] | 21.03 | 21.03% | 1.4101 | 39.299 | 21.03%
[5 empty] | 21.04 | 21.04% | 1.4103 | 39.307 | 21.04%
[5 empty] | 21.05 | 21.05% | 1.4105 | 39.3151 | 21.05%
[5 empty] | 21.06 | 21.06% | 1.4107 | 39.3231 | 21.06%
[5 empty] | 21.07 | 21.07% | 1.4109 | 39.3312 | 21.07%
[5 empty] | 21.08 | 21.08% | 1.4111 | 39.3392 | 21.08%
[5 empty] | 21.09 | 21.09% | 1.4113 | 39.3473 | 21.09%
[5 empty] | 21.1 | 21.1% | 1.4115 | 39.3554 | 21.1%
[5 empty] | 21.11 | 21.11% | 1.4117 | 39.3634 | 21.11%
[5 empty] | 21.12 | 21.12% | 1.4119 | 39.3715 | 21.12%
[5 empty] | 21.13 | 21.13% | 1.4121 | 39.3795 | 21.13%
[5 empty] | 21.14 | 21.14% | 1.4123 | 39.3876 | 21.14%
[5 empty] | 21.15 | 21.15% | 1.4125 | 39.3956 | 21.15%
[5 empty] | 21.16 | 21.16% | 1.4127 | 39.4037 | 21.16%
[5 empty] | 21.17 | 21.17% | 1.4129 | 39.4117 | 21.17%
[5 empty] | 21.18 | 21.18% | 1.4131 | 39.4198 | 21.18%
[5 empty] | 21.19 | 21.19% | 1.4133 | 39.4278 | 21.19%
[5 empty] | 21.2 | 21.2% | 1.4135 | 39.4359 | 21.2%
[5 empty] | 21.21 | 21.21% | 1.4138 | 39.444 | 21.21%
[5 empty] | 21.22 | 21.22% | 1.414 | 39.452 | 21.22%
[5 empty] | 21.23 | 21.23% | 1.4142 | 39.4601 | 21.23%
[5 empty] | 21.24 | 21.24% | 1.4144 | 39.4681 | 21.24%
[5 empty] | 21.25 | 21.25% | 1.4146 | 39.4762 | 21.25%
[5 empty] | 21.26 | 21.26% | 1.4148 | 39.4842 | 21.26%
[5 empty] | 21.27 | 21.27% | 1.415 | 39.4923 | 21.27%
[5 empty] | 21.28 | 21.28% | 1.4152 | 39.5003 | 21.28%
[5 empty] | 21.29 | 21.29% | 1.4154 | 39.5084 | 21.29%
[5 empty] | 21.3 | 21.3% | 1.4156 | 39.5164 | 21.3%
[5 empty] | 21.31 | 21.31% | 1.4158 | 39.5245 | 21.31%
[5 empty] | 21.32 | 21.32% | 1.416 | 39.5326 | 21.32%
[5 empty] | 21.33 | 21.33% | 1.4162 | 39.5406 | 21.33%
[5 empty] | 21.34 | 21.34% | 1.4164 | 39.5487 | 21.34%
[5 empty] | 21.35 | 21.35% | 1.4166 | 39.5567 | 21.35%
[5 empty] | 21.36 | 21.36% | 1.4168 | 39.5648 | 21.36%
[5 empty] | 21.37 | 21.37% | 1.417 | 39.5728 | 21.37%
[5 empty] | 21.38 | 21.38% | 1.4172 | 39.5809 | 21.38%
[5 empty] | 21.39 | 21.39% | 1.4174 | 39.5889 | 21.39%
[5 empty] | 21.4 | 21.4% | 1.4176 | 39.597 | 21.4%
[5 empty] | 21.41 | 21.41% | 1.4178 | 39.605 | 21.41%
[5 empty] | 21.42 | 21.42% | 1.418 | 39.6131 | 21.42%
[5 empty] | 21.43 | 21.43% | 1.4182 | 39.6211 | 21.43%
[5 empty] | 21.44 | 21.44% | 1.4184 | 39.6292 | 21.44%
[5 empty] | 21.45 | 21.45% | 1.4186 | 39.6373 | 21.45%
[5 empty] | 21.46 | 21.46% | 1.4188 | 39.6453 | 21.46%
[5 empty] | 21.47 | 21.47% | 1.4191 | 39.6534 | 21.47%
[5 empty] | 21.48 | 21.48% | 1.4193 | 39.6614 | 21.48%
[5 empty] | 21.49 | 21.49% | 1.4195 | 39.6695 | 21.49%
[5 empty] | 21.5 | 21.5% | 1.4197 | 39.6775 | 21.5%
[5 empty] | 21.51 | 21.51% | 1.4199 | 39.6856 | 21.51%
[5 empty] | 21.52 | 21.52% | 1.4201 | 39.6936 | 21.52%
[5 empty] | 21.53 | 21.53% | 1.4203 | 39.7017 | 21.53%
[5 empty] | 21.54 | 21.54% | 1.4205 | 39.7097 | 21.54%
[5 empty] | 21.55 | 21.55% | 1.4207 | 39.7178 | 21.55%
[5 empty] | 21.56 | 21.56% | 1.4209 | 39.7258 | 21.56%
[5 empty] | 21.57 | 21.57% | 1.4211 | 39.7339 | 21.57%
[5 empty] | 21.58 | 21.58% | 1.4213 | 39.7419 | 21.58%
[5 empty] | 21.59 | 21.59% | 1.4215 | 39.75 | 21.59%
[5 empty] | 21.6 | 21.6% | 1.4217 | 39.7581 | 21.6%
[5 empty] | 21.61 | 21.61% | 1.4219 | 39.7661 | 21.61%
[5 empty] | 21.62 | 21.62% | 1.4221 | 39.7742 | 21.62%
[5 empty] | 21.63 | 21.63% | 1.4223 | 39.7822 | 21.63%
[5 empty] | 21.64 | 21.64% | 1.4225 | 39.7903 | 21.64%
[5 empty] | 21.65 | 21.65% | 1.4227 | 39.7983 | 21.65%
[5 empty] | 21.66 | 21.66% | 1.423 | 39.8064 | 21.66%
[5 empty] | 21.67 | 21.67% | 1.4232 | 39.8144 | 21.67%
[5 empty] | 21.68 | 21.68% | 1.4234 | 39.8225 | 21.68%
[5 empty] | 21.69 | 21.69% | 1.4236 | 39.8305 | 21.69%
[5 empty] | 21.7 | 21.7% | 1.4238 | 39.8386 | 21.7%
[5 empty] | 21.71 | 21.71% | 1.424 | 39.8466 | 21.71%
[5 empty] | 21.72 | 21.72% | 1.4242 | 39.8547 | 21.72%
[5 empty] | 21.73 | 21.73% | 1.4244 | 39.8627 | 21.73%
[5 empty] | 21.74 | 21.74% | 1.4246 | 39.8708 | 21.74%
[5 empty] | 21.75 | 21.75% | 1.4248 | 39.8788 | 21.75%
[5 empty] | 21.76 | 21.76% | 1.425 | 39.8869 | 21.76%
[5 empty] | 21.77 | 21.77% | 1.4252 | 39.8949 | 21.77%
[5 empty] | 21.78 | 21.78% | 1.4254 | 39.903 | 21.78%
[5 empty] | 21.79 | 21.79% | 1.4256 | 39.911 | 21.79%
[5 empty] | 21.8 | 21.8% | 1.4258 | 39.9191 | 21.8%
[5 empty] | 21.81 | 21.81% | 1.4261 | 39.9271 | 21.81%
[5 empty] | 21.82 | 21.82% | 1.4263 | 39.9352 | 21.82%
[5 empty] | 21.83 | 21.83% | 1.4265 | 39.9432 | 21.83%
[5 empty] | 21.84 | 21.84% | 1.4267 | 39.9513 | 21.84%
[5 empty] | 21.85 | 21.85% | 1.4269 | 39.9594 | 21.85%
[5 empty] | 21.86 | 21.86% | 1.4271 | 39.9674 | 21.86%
[5 empty] | 21.87 | 21.87% | 1.4273 | 39.9755 | 21.87%
[5 empty] | 21.88 | 21.88% | 1.4275 | 39.9835 | 21.88%
[5 empty] | 21.89 | 21.89% | 1.4277 | 39.9916 | 21.89%
[5 empty] | 21.9 | 21.9% | 1.4279 | 39.9996 | 21.9%
[5 empty] | 21.91 | 21.91% | 1.4281 | 40.0077 | 21.91%
[5 empty] | 21.92 | 21.92% | 1.4283 | 40.0157 | 21.92%
[5 empty] | 21.93 | 21.93% | 1.4285 | 40.0238 | 21.93%
[5 empty] | 21.94 | 21.94% | 1.4288 | 40.0318 | 21.94%
[5 empty] | 21.95 | 21.95% | 1.429 | 40.0399 | 21.95%
[5 empty] | 21.96 | 21.96% | 1.4292 | 40.0479 | 21.96%
[5 empty] | 21.97 | 21.97% | 1.4294 | 40.056 | 21.97%
[5 empty] | 21.98 | 21.98% | 1.4296 | 40.064 | 21.98%
[5 empty] | 21.99 | 21.99% | 1.4298 | 40.0721 | 21.99%
[5 empty] | 22 | 22% | 1.43 | 40.0801 | 22%
[5 empty] | 22.01 | 22.01% | 1.4302 | 40.0882 | 22.01%
[5 empty] | 22.02 | 22.02% | 1.4304 | 40.0962 | 22.02%
[5 empty] | 22.03 | 22.03% | 1.4306 | 40.1043 | 22.03%
[5 empty] | 22.04 | 22.04% | 1.4308 | 40.1123 | 22.04%
[5 empty] | 22.05 | 22.05% | 1.4311 | 40.1204 | 22.05%
[5 empty] | 22.06 | 22.06% | 1.4313 | 40.1284 | 22.06%
[5 empty] | 22.07 | 22.07% | 1.4315 | 40.1365 | 22.07%
[5 empty] | 22.08 | 22.08% | 1.4317 | 40.1445 | 22.08%
[5 empty] | 22.09 | 22.09% | 1.4319 | 40.1525 | 22.09%
[5 empty] | 22.1 | 22.1% | 1.4321 | 40.1606 | 22.1%
[5 empty] | 22.11 | 22.11% | 1.4323 | 40.1686 | 22.11%
[5 empty] | 22.12 | 22.12% | 1.4325 | 40.1767 | 22.12%
[5 empty] | 22.13 | 22.13% | 1.4327 | 40.1847 | 22.13%
[5 empty] | 22.14 | 22.14% | 1.4329 | 40.1928 | 22.14%
[5 empty] | 22.15 | 22.15% | 1.4332 | 40.2008 | 22.15%
[5 empty] | 22.16 | 22.16% | 1.4334 | 40.2089 | 22.16%
[5 empty] | 22.17 | 22.17% | 1.4336 | 40.2169 | 22.17%
[5 empty] | 22.18 | 22.18% | 1.4338 | 40.225 | 22.18%
[5 empty] | 22.19 | 22.19% | 1.434 | 40.233 | 22.19%
[5 empty] | 22.2 | 22.2% | 1.4342 | 40.2411 | 22.2%
[5 empty] | 22.21 | 22.21% | 1.4344 | 40.2491 | 22.21%
[5 empty] | 22.22 | 22.22% | 1.4346 | 40.2572 | 22.22%
[5 empty] | 22.23 | 22.23% | 1.4348 | 40.2652 | 22.23%
[5 empty] | 22.24 | 22.24% | 1.435 | 40.2733 | 22.24%
[5 empty] | 22.25 | 22.25% | 1.4353 | 40.2813 | 22.25%
[5 empty] | 22.26 | 22.26% | 1.4355 | 40.2894 | 22.26%
[5 empty] | 22.27 | 22.27% | 1.4357 | 40.2974 | 22.27%
[5 empty] | 22.28 | 22.28% | 1.4359 | 40.3055 | 22.28%
[5 empty] | 22.29 | 22.29% | 1.4361 | 40.3135 | 22.29%
[5 empty] | 22.3 | 22.3% | 1.4363 | 40.3215 | 22.3%
[5 empty] | 22.31 | 22.31% | 1.4365 | 40.3296 | 22.31%
[5 empty] | 22.32 | 22.32% | 1.4367 | 40.3376 | 22.32%
[5 empty] | 22.33 | 22.33% | 1.4369 | 40.3457 | 22.33%
[5 empty] | 22.34 | 22.34% | 1.4372 | 40.3537 | 22.34%
[5 empty] | 22.35 | 22.35% | 1.4374 | 40.3618 | 22.35%
[5 empty] | 22.36 | 22.36% | 1.4376 | 40.3698 | 22.36%
[5 empty] | 22.37 | 22.37% | 1.4378 | 40.3779 | 22.37%
[5 empty] | 22.38 | 22.38% | 1.438 | 40.3859 | 22.38%
[5 empty] | 22.39 | 22.39% | 1.4382 | 40.394 | 22.39%
[5 empty] | 22.4 | 22.4% | 1.4384 | 40.402 | 22.4%
[5 empty] | 22.41 | 22.41% | 1.4386 | 40.41 | 22.41%
[5 empty] | 22.42 | 22.42% | 1.4389 | 40.4181 | 22.42%
[5 empty] | 22.43 | 22.43% | 1.4391 | 40.4261 | 22.43%
[5 empty] | 22.44 | 22.44% | 1.4393 | 40.4342 | 22.44%
[5 empty] | 22.45 | 22.45% | 1.4395 | 40.4422 | 22.45%
[5 empty] | 22.46 | 22.46% | 1.4397 | 40.4503 | 22.46%
[5 empty] | 22.47 | 22.47% | 1.4399 | 40.4583 | 22.47%
[5 empty] | 22.48 | 22.48% | 1.4401 | 40.4664 | 22.48%
[5 empty] | 22.49 | 22.49% | 1.4403 | 40.4744 | 22.49%
[5 empty] | 22.5 | 22.5% | 1.4406 | 40.4824 | 22.5%
[5 empty] | 22.51 | 22.51% | 1.4408 | 40.4905 | 22.51%
[5 empty] | 22.52 | 22.52% | 1.441 | 40.4985 | 22.52%
[5 empty] | 22.53 | 22.53% | 1.4412 | 40.5066 | 22.53%
[5 empty] | 22.54 | 22.54% | 1.4414 | 40.5146 | 22.54%
[5 empty] | 22.55 | 22.55% | 1.4416 | 40.5227 | 22.55%
[5 empty] | 22.56 | 22.56% | 1.4418 | 40.5307 | 22.56%
[5 empty] | 22.57 | 22.57% | 1.442 | 40.5387 | 22.57%
[5 empty] | 22.58 | 22.58% | 1.4423 | 40.5468 | 22.58%
[5 empty] | 22.59 | 22.59% | 1.4425 | 40.5548 | 22.59%
[5 empty] | 22.6 | 22.6% | 1.4427 | 40.5629 | 22.6%
[5 empty] | 22.61 | 22.61% | 1.4429 | 40.5709 | 22.61%
[5 empty] | 22.62 | 22.62% | 1.4431 | 40.579 | 22.62%
[5 empty] | 22.63 | 22.63% | 1.4433 | 40.587 | 22.63%
[5 empty] | 22.64 | 22.64% | 1.4435 | 40.595 | 22.64%
[5 empty] | 22.65 | 22.65% | 1.4438 | 40.6031 | 22.65%
[5 empty] | 22.66 | 22.66% | 1.444 | 40.6111 | 22.66%
[5 empty] | 22.67 | 22.67% | 1.4442 | 40.6192 | 22.67%
[5 empty] | 22.68 | 22.68% | 1.4444 | 40.6272 | 22.68%
[5 empty] | 22.69 | 22.69% | 1.4446 | 40.6352 | 22.69%
[5 empty] | 22.7 | 22.7% | 1.4448 | 40.6433 | 22.7%
[5 empty] | 22.71 | 22.71% | 1.445 | 40.6513 | 22.71%
[5 empty] | 22.72 | 22.72% | 1.4453 | 40.6594 | 22.72%
[5 empty] | 22.73 | 22.73% | 1.4455 | 40.6674 | 22.73%
[5 empty] | 22.74 | 22.74% | 1.4457 | 40.6754 | 22.74%
[5 empty] | 22.75 | 22.75% | 1.4459 | 40.6835 | 22.75%
[5 empty] | 22.76 | 22.76% | 1.4461 | 40.6915 | 22.76%
[5 empty] | 22.77 | 22.77% | 1.4463 | 40.6996 | 22.77%
[5 empty] | 22.78 | 22.78% | 1.4466 | 40.7076 | 22.78%
[5 empty] | 22.79 | 22.79% | 1.4468 | 40.7156 | 22.79%
[5 empty] | 22.8 | 22.8% | 1.447 | 40.7237 | 22.8%
[5 empty] | 22.81 | 22.81% | 1.4472 | 40.7317 | 22.81%
[5 empty] | 22.82 | 22.82% | 1.4474 | 40.7398 | 22.82%
[5 empty] | 22.83 | 22.83% | 1.4476 | 40.7478 | 22.83%
[5 empty] | 22.84 | 22.84% | 1.4478 | 40.7558 | 22.84%
[5 empty] | 22.85 | 22.85% | 1.4481 | 40.7639 | 22.85%
[5 empty] | 22.86 | 22.86% | 1.4483 | 40.7719 | 22.86%
[5 empty] | 22.87 | 22.87% | 1.4485 | 40.7799 | 22.87%
[5 empty] | 22.88 | 22.88% | 1.4487 | 40.788 | 22.88%
[5 empty] | 22.89 | 22.89% | 1.4489 | 40.796 | 22.89%
[5 empty] | 22.9 | 22.9% | 1.4491 | 40.8041 | 22.9%
[5 empty] | 22.91 | 22.91% | 1.4494 | 40.8121 | 22.91%
[5 empty] | 22.92 | 22.92% | 1.4496 | 40.8201 | 22.92%
[5 empty] | 22.93 | 22.93% | 1.4498 | 40.8282 | 22.93%
[5 empty] | 22.94 | 22.94% | 1.45 | 40.8362 | 22.94%
[5 empty] | 22.95 | 22.95% | 1.4502 | 40.8442 | 22.95%
[5 empty] | 22.96 | 22.96% | 1.4504 | 40.8523 | 22.96%
[5 empty] | 22.97 | 22.97% | 1.4507 | 40.8603 | 22.97%
[5 empty] | 22.98 | 22.98% | 1.4509 | 40.8683 | 22.98%
[5 empty] | 22.99 | 22.99% | 1.4511 | 40.8764 | 22.99%
[5 empty] | 23 | 23% | 1.4513 | 40.8844 | 23%
[5 empty] | 23.01 | 23.01% | 1.4515 | 40.8925 | 23.01%
[5 empty] | 23.02 | 23.02% | 1.4517 | 40.9005 | 23.02%
[5 empty] | 23.03 | 23.03% | 1.452 | 40.9085 | 23.03%
[5 empty] | 23.04 | 23.04% | 1.4522 | 40.9166 | 23.04%
[5 empty] | 23.05 | 23.05% | 1.4524 | 40.9246 | 23.05%
[5 empty] | 23.06 | 23.06% | 1.4526 | 40.9326 | 23.06%
[5 empty] | 23.07 | 23.07% | 1.4528 | 40.9407 | 23.07%
[5 empty] | 23.08 | 23.08% | 1.4531 | 40.9487 | 23.08%
[5 empty] | 23.09 | 23.09% | 1.4533 | 40.9567 | 23.09%
[5 empty] | 23.1 | 23.1% | 1.4535 | 40.9648 | 23.1%
[5 empty] | 23.11 | 23.11% | 1.4537 | 40.9728 | 23.11%
[5 empty] | 23.12 | 23.12% | 1.4539 | 40.9808 | 23.12%
[5 empty] | 23.13 | 23.13% | 1.4541 | 40.9889 | 23.13%
[5 empty] | 23.14 | 23.14% | 1.4544 | 40.9969 | 23.14%
[5 empty] | 23.15 | 23.15% | 1.4546 | 41.0049 | 23.15%
[5 empty] | 23.16 | 23.16% | 1.4548 | 41.013 | 23.16%
[5 empty] | 23.17 | 23.17% | 1.455 | 41.021 | 23.17%
[5 empty] | 23.18 | 23.18% | 1.4552 | 41.029 | 23.18%
[5 empty] | 23.19 | 23.19% | 1.4555 | 41.0371 | 23.19%
[5 empty] | 23.2 | 23.2% | 1.4557 | 41.0451 | 23.2%
[5 empty] | 23.21 | 23.21% | 1.4559 | 41.0531 | 23.21%
[5 empty] | 23.22 | 23.22% | 1.4561 | 41.0612 | 23.22%
[5 empty] | 23.23 | 23.23% | 1.4563 | 41.0692 | 23.23%
[5 empty] | 23.24 | 23.24% | 1.4566 | 41.0772 | 23.24%
[5 empty] | 23.25 | 23.25% | 1.4568 | 41.0852 | 23.25%
[5 empty] | 23.26 | 23.26% | 1.457 | 41.0933 | 23.26%
[5 empty] | 23.27 | 23.27% | 1.4572 | 41.1013 | 23.27%
[5 empty] | 23.28 | 23.28% | 1.4574 | 41.1093 | 23.28%
[5 empty] | 23.29 | 23.29% | 1.4577 | 41.1174 | 23.29%
[5 empty] | 23.3 | 23.3% | 1.4579 | 41.1254 | 23.3%
[5 empty] | 23.31 | 23.31% | 1.4581 | 41.1334 | 23.31%
[5 empty] | 23.32 | 23.32% | 1.4583 | 41.1415 | 23.32%
[5 empty] | 23.33 | 23.33% | 1.4585 | 41.1495 | 23.33%
[5 empty] | 23.34 | 23.34% | 1.4588 | 41.1575 | 23.34%
[5 empty] | 23.35 | 23.35% | 1.459 | 41.1655 | 23.35%
[5 empty] | 23.36 | 23.36% | 1.4592 | 41.1736 | 23.36%
[5 empty] | 23.37 | 23.37% | 1.4594 | 41.1816 | 23.37%
[5 empty] | 23.38 | 23.38% | 1.4596 | 41.1896 | 23.38%
[5 empty] | 23.39 | 23.39% | 1.4599 | 41.1977 | 23.39%
[5 empty] | 23.4 | 23.4% | 1.4601 | 41.2057 | 23.4%
[5 empty] | 23.41 | 23.41% | 1.4603 | 41.2137 | 23.41%
[5 empty] | 23.42 | 23.42% | 1.4605 | 41.2217 | 23.42%
[5 empty] | 23.43 | 23.43% | 1.4608 | 41.2298 | 23.43%
[5 empty] | 23.44 | 23.44% | 1.461 | 41.2378 | 23.44%
[5 empty] | 23.45 | 23.45% | 1.4612 | 41.2458 | 23.45%
[5 empty] | 23.46 | 23.46% | 1.4614 | 41.2538 | 23.46%
[5 empty] | 23.47 | 23.47% | 1.4616 | 41.2619 | 23.47%
[5 empty] | 23.48 | 23.48% | 1.4619 | 41.2699 | 23.48%
[5 empty] | 23.49 | 23.49% | 1.4621 | 41.2779 | 23.49%
[5 empty] | 23.5 | 23.5% | 1.4623 | 41.2859 | 23.5%
[5 empty] | 23.51 | 23.51% | 1.4625 | 41.294 | 23.51%
[5 empty] | 23.52 | 23.52% | 1.4627 | 41.302 | 23.52%
[5 empty] | 23.53 | 23.53% | 1.463 | 41.31 | 23.53%
[5 empty] | 23.54 | 23.54% | 1.4632 | 41.318 | 23.54%
[5 empty] | 23.55 | 23.55% | 1.4634 | 41.3261 | 23.55%
[5 empty] | 23.56 | 23.56% | 1.4636 | 41.3341 | 23.56%
[5 empty] | 23.57 | 23.57% | 1.4639 | 41.3421 | 23.57%
[5 empty] | 23.58 | 23.58% | 1.4641 | 41.3501 | 23.58%
[5 empty] | 23.59 | 23.59% | 1.4643 | 41.3582 | 23.59%
[5 empty] | 23.6 | 23.6% | 1.4645 | 41.3662 | 23.6%
[5 empty] | 23.61 | 23.61% | 1.4648 | 41.3742 | 23.61%
[5 empty] | 23.62 | 23.62% | 1.465 | 41.3822 | 23.62%
[5 empty] | 23.63 | 23.63% | 1.4652 | 41.3903 | 23.63%
[5 empty] | 23.64 | 23.64% | 1.4654 | 41.3983 | 23.64%
[5 empty] | 23.65 | 23.65% | 1.4656 | 41.4063 | 23.65%
[5 empty] | 23.66 | 23.66% | 1.4659 | 41.4143 | 23.66%
[5 empty] | 23.67 | 23.67% | 1.4661 | 41.4223 | 23.67%
[5 empty] | 23.68 | 23.68% | 1.4663 | 41.4304 | 23.68%
[5 empty] | 23.69 | 23.69% | 1.4665 | 41.4384 | 23.69%
[5 empty] | 23.7 | 23.7% | 1.4668 | 41.4464 | 23.7%
[5 empty] | 23.71 | 23.71% | 1.467 | 41.4544 | 23.71%
[5 empty] | 23.72 | 23.72% | 1.4672 | 41.4624 | 23.72%
[5 empty] | 23.73 | 23.73% | 1.4674 | 41.4705 | 23.73%
[5 empty] | 23.74 | 23.74% | 1.4677 | 41.4785 | 23.74%
[5 empty] | 23.75 | 23.75% | 1.4679 | 41.4865 | 23.75%
[5 empty] | 23.76 | 23.76% | 1.4681 | 41.4945 | 23.76%
[5 empty] | 23.77 | 23.77% | 1.4683 | 41.5025 | 23.77%
[5 empty] | 23.78 | 23.78% | 1.4686 | 41.5106 | 23.78%
[5 empty] | 23.79 | 23.79% | 1.4688 | 41.5186 | 23.79%
[5 empty] | 23.8 | 23.8% | 1.469 | 41.5266 | 23.8%
[5 empty] | 23.81 | 23.81% | 1.4692 | 41.5346 | 23.81%
[5 empty] | 23.82 | 23.82% | 1.4695 | 41.5426 | 23.82%
[5 empty] | 23.83 | 23.83% | 1.4697 | 41.5507 | 23.83%
[5 empty] | 23.84 | 23.84% | 1.4699 | 41.5587 | 23.84%
[5 empty] | 23.85 | 23.85% | 1.4701 | 41.5667 | 23.85%
[5 empty] | 23.86 | 23.86% | 1.4704 | 41.5747 | 23.86%
[5 empty] | 23.87 | 23.87% | 1.4706 | 41.5827 | 23.87%
[5 empty] | 23.88 | 23.88% | 1.4708 | 41.5907 | 23.88%
[5 empty] | 23.89 | 23.89% | 1.471 | 41.5988 | 23.89%
[5 empty] | 23.9 | 23.9% | 1.4713 | 41.6068 | 23.9%
[5 empty] | 23.91 | 23.91% | 1.4715 | 41.6148 | 23.91%
[5 empty] | 23.92 | 23.92% | 1.4717 | 41.6228 | 23.92%
[5 empty] | 23.93 | 23.93% | 1.4719 | 41.6308 | 23.93%
[5 empty] | 23.94 | 23.94% | 1.4722 | 41.6388 | 23.94%
[5 empty] | 23.95 | 23.95% | 1.4724 | 41.6469 | 23.95%
[5 empty] | 23.96 | 23.96% | 1.4726 | 41.6549 | 23.96%
[5 empty] | 23.97 | 23.97% | 1.4729 | 41.6629 | 23.97%
[5 empty] | 23.98 | 23.98% | 1.4731 | 41.6709 | 23.98%
[5 empty] | 23.99 | 23.99% | 1.4733 | 41.6789 | 23.99%
[5 empty] | 24 | 24% | 1.4735 | 41.6869 | 24%
[5 empty] | 24.01 | 24.01% | 1.4738 | 41.6949 | 24.01%
[5 empty] | 24.02 | 24.02% | 1.474 | 41.703 | 24.02%
[5 empty] | 24.03 | 24.03% | 1.4742 | 41.711 | 24.03%
[5 empty] | 24.04 | 24.04% | 1.4744 | 41.719 | 24.04%
[5 empty] | 24.05 | 24.05% | 1.4747 | 41.727 | 24.05%
[5 empty] | 24.06 | 24.06% | 1.4749 | 41.735 | 24.06%
[5 empty] | 24.07 | 24.07% | 1.4751 | 41.743 | 24.07%
[5 empty] | 24.08 | 24.08% | 1.4754 | 41.751 | 24.08%
[5 empty] | 24.09 | 24.09% | 1.4756 | 41.759 | 24.09%
[5 empty] | 24.1 | 24.1% | 1.4758 | 41.7671 | 24.1%
[5 empty] | 24.11 | 24.11% | 1.476 | 41.7751 | 24.11%
[5 empty] | 24.12 | 24.12% | 1.4763 | 41.7831 | 24.12%
[5 empty] | 24.13 | 24.13% | 1.4765 | 41.7911 | 24.13%
[5 empty] | 24.14 | 24.14% | 1.4767 | 41.7991 | 24.14%
[5 empty] | 24.15 | 24.15% | 1.477 | 41.8071 | 24.15%
[5 empty] | 24.16 | 24.16% | 1.4772 | 41.8151 | 24.16%
[5 empty] | 24.17 | 24.17% | 1.4774 | 41.8231 | 24.17%
[5 empty] | 24.18 | 24.18% | 1.4776 | 41.8311 | 24.18%
[5 empty] | 24.19 | 24.19% | 1.4779 | 41.8391 | 24.19%
[5 empty] | 24.2 | 24.2% | 1.4781 | 41.8471 | 24.2%
[5 empty] | 24.21 | 24.21% | 1.4783 | 41.8552 | 24.21%
[5 empty] | 24.22 | 24.22% | 1.4786 | 41.8632 | 24.22%
[5 empty] | 24.23 | 24.23% | 1.4788 | 41.8712 | 24.23%
[5 empty] | 24.24 | 24.24% | 1.479 | 41.8792 | 24.24%
[5 empty] | 24.25 | 24.25% | 1.4792 | 41.8872 | 24.25%
[5 empty] | 24.26 | 24.26% | 1.4795 | 41.8952 | 24.26%
[5 empty] | 24.27 | 24.27% | 1.4797 | 41.9032 | 24.27%
[5 empty] | 24.28 | 24.28% | 1.4799 | 41.9112 | 24.28%
[5 empty] | 24.29 | 24.29% | 1.4802 | 41.9192 | 24.29%
[5 empty] | 24.3 | 24.3% | 1.4804 | 41.9272 | 24.3%
[5 empty] | 24.31 | 24.31% | 1.4806 | 41.9352 | 24.31%
[5 empty] | 24.32 | 24.32% | 1.4809 | 41.9432 | 24.32%
[5 empty] | 24.33 | 24.33% | 1.4811 | 41.9512 | 24.33%
[5 empty] | 24.34 | 24.34% | 1.4813 | 41.9592 | 24.34%
[5 empty] | 24.35 | 24.35% | 1.4815 | 41.9672 | 24.35%
[5 empty] | 24.36 | 24.36% | 1.4818 | 41.9753 | 24.36%
[5 empty] | 24.37 | 24.37% | 1.482 | 41.9833 | 24.37%
[5 empty] | 24.38 | 24.38% | 1.4822 | 41.9913 | 24.38%
[5 empty] | 24.39 | 24.39% | 1.4825 | 41.9993 | 24.39%
[5 empty] | 24.4 | 24.4% | 1.4827 | 42.0073 | 24.4%
[5 empty] | 24.41 | 24.41% | 1.4829 | 42.0153 | 24.41%
[5 empty] | 24.42 | 24.42% | 1.4832 | 42.0233 | 24.42%
[5 empty] | 24.43 | 24.43% | 1.4834 | 42.0313 | 24.43%
[5 empty] | 24.44 | 24.44% | 1.4836 | 42.0393 | 24.44%
[5 empty] | 24.45 | 24.45% | 1.4839 | 42.0473 | 24.45%
[5 empty] | 24.46 | 24.46% | 1.4841 | 42.0553 | 24.46%
[5 empty] | 24.47 | 24.47% | 1.4843 | 42.0633 | 24.47%
[5 empty] | 24.48 | 24.48% | 1.4845 | 42.0713 | 24.48%
[5 empty] | 24.49 | 24.49% | 1.4848 | 42.0793 | 24.49%
[5 empty] | 24.5 | 24.5% | 1.485 | 42.0873 | 24.5%
[5 empty] | 24.51 | 24.51% | 1.4852 | 42.0953 | 24.51%
[5 empty] | 24.52 | 24.52% | 1.4855 | 42.1033 | 24.52%
[5 empty] | 24.53 | 24.53% | 1.4857 | 42.1113 | 24.53%
[5 empty] | 24.54 | 24.54% | 1.4859 | 42.1193 | 24.54%
[5 empty] | 24.55 | 24.55% | 1.4862 | 42.1273 | 24.55%
[5 empty] | 24.56 | 24.56% | 1.4864 | 42.1353 | 24.56%
[5 empty] | 24.57 | 24.57% | 1.4866 | 42.1433 | 24.57%
[5 empty] | 24.58 | 24.58% | 1.4869 | 42.1513 | 24.58%
[5 empty] | 24.59 | 24.59% | 1.4871 | 42.1593 | 24.59%
[5 empty] | 24.6 | 24.6% | 1.4873 | 42.1673 | 24.6%
[5 empty] | 24.61 | 24.61% | 1.4876 | 42.1753 | 24.61%
[5 empty] | 24.62 | 24.62% | 1.4878 | 42.1833 | 24.62%
[5 empty] | 24.63 | 24.63% | 1.488 | 42.1913 | 24.63%
[5 empty] | 24.64 | 24.64% | 1.4883 | 42.1993 | 24.64%
[5 empty] | 24.65 | 24.65% | 1.4885 | 42.2073 | 24.65%
[5 empty] | 24.66 | 24.66% | 1.4887 | 42.2153 | 24.66%
[5 empty] | 24.67 | 24.67% | 1.489 | 42.2233 | 24.67%
[5 empty] | 24.68 | 24.68% | 1.4892 | 42.2313 | 24.68%
[5 empty] | 24.69 | 24.69% | 1.4894 | 42.2393 | 24.69%
[5 empty] | 24.7 | 24.7% | 1.4897 | 42.2472 | 24.7%
[5 empty] | 24.71 | 24.71% | 1.4899 | 42.2552 | 24.71%
[5 empty] | 24.72 | 24.72% | 1.4901 | 42.2632 | 24.72%
[5 empty] | 24.73 | 24.73% | 1.4904 | 42.2712 | 24.73%
[5 empty] | 24.74 | 24.74% | 1.4906 | 42.2792 | 24.74%
[5 empty] | 24.75 | 24.75% | 1.4908 | 42.2872 | 24.75%
[5 empty] | 24.76 | 24.76% | 1.4911 | 42.2952 | 24.76%
[5 empty] | 24.77 | 24.77% | 1.4913 | 42.3032 | 24.77%
[5 empty] | 24.78 | 24.78% | 1.4915 | 42.3112 | 24.78%
[5 empty] | 24.79 | 24.79% | 1.4918 | 42.3192 | 24.79%
[5 empty] | 24.8 | 24.8% | 1.492 | 42.3272 | 24.8%
[5 empty] | 24.81 | 24.81% | 1.4923 | 42.3352 | 24.81%
[5 empty] | 24.82 | 24.82% | 1.4925 | 42.3432 | 24.82%
[5 empty] | 24.83 | 24.83% | 1.4927 | 42.3512 | 24.83%
[5 empty] | 24.84 | 24.84% | 1.493 | 42.3591 | 24.84%
[5 empty] | 24.85 | 24.85% | 1.4932 | 42.3671 | 24.85%
[5 empty] | 24.86 | 24.86% | 1.4934 | 42.3751 | 24.86%
[5 empty] | 24.87 | 24.87% | 1.4937 | 42.3831 | 24.87%
[5 empty] | 24.88 | 24.88% | 1.4939 | 42.3911 | 24.88%
[5 empty] | 24.89 | 24.89% | 1.4941 | 42.3991 | 24.89%
[5 empty] | 24.9 | 24.9% | 1.4944 | 42.4071 | 24.9%
[5 empty] | 24.91 | 24.91% | 1.4946 | 42.4151 | 24.91%
[5 empty] | 24.92 | 24.92% | 1.4948 | 42.4231 | 24.92%
[5 empty] | 24.93 | 24.93% | 1.4951 | 42.4311 | 24.93%
[5 empty] | 24.94 | 24.94% | 1.4953 | 42.439 | 24.94%
[5 empty] | 24.95 | 24.95% | 1.4956 | 42.447 | 24.95%
[5 empty] | 24.96 | 24.96% | 1.4958 | 42.455 | 24.96%
[5 empty] | 24.97 | 24.97% | 1.496 | 42.463 | 24.97%
[5 empty] | 24.98 | 24.98% | 1.4963 | 42.471 | 24.98%
[5 empty] | 24.99 | 24.99% | 1.4965 | 42.479 | 24.99%
[5 empty] | 25 | 25% | 1.4967 | 42.487 | 25%
[5 empty] | 25.01 | 25.01% | 1.497 | 42.495 | 25.01%
[5 empty] | 25.02 | 25.02% | 1.4972 | 42.5029 | 25.02%
[5 empty] | 25.03 | 25.03% | 1.4975 | 42.5109 | 25.03%
[5 empty] | 25.04 | 25.04% | 1.4977 | 42.5189 | 25.04%
[5 empty] | 25.05 | 25.05% | 1.4979 | 42.5269 | 25.05%
[5 empty] | 25.06 | 25.06% | 1.4982 | 42.5349 | 25.06%
[5 empty] | 25.07 | 25.07% | 1.4984 | 42.5429 | 25.07%
[5 empty] | 25.08 | 25.08% | 1.4986 | 42.5508 | 25.08%
[5 empty] | 25.09 | 25.09% | 1.4989 | 42.5588 | 25.09%
[5 empty] | 25.1 | 25.1% | 1.4991 | 42.5668 | 25.1%
[5 empty] | 25.11 | 25.11% | 1.4994 | 42.5748 | 25.11%
[5 empty] | 25.12 | 25.12% | 1.4996 | 42.5828 | 25.12%
[5 empty] | 25.13 | 25.13% | 1.4998 | 42.5908 | 25.13%
[5 empty] | 25.14 | 25.14% | 1.5001 | 42.5987 | 25.14%
[5 empty] | 25.15 | 25.15% | 1.5003 | 42.6067 | 25.15%
[5 empty] | 25.16 | 25.16% | 1.5005 | 42.6147 | 25.16%
[5 empty] | 25.17 | 25.17% | 1.5008 | 42.6227 | 25.17%
[5 empty] | 25.18 | 25.18% | 1.501 | 42.6307 | 25.18%
[5 empty] | 25.19 | 25.19% | 1.5013 | 42.6386 | 25.19%
[5 empty] | 25.2 | 25.2% | 1.5015 | 42.6466 | 25.2%
[5 empty] | 25.21 | 25.21% | 1.5017 | 42.6546 | 25.21%
[5 empty] | 25.22 | 25.22% | 1.502 | 42.6626 | 25.22%
[5 empty] | 25.23 | 25.23% | 1.5022 | 42.6706 | 25.23%
[5 empty] | 25.24 | 25.24% | 1.5025 | 42.6785 | 25.24%
[5 empty] | 25.25 | 25.25% | 1.5027 | 42.6865 | 25.25%
[5 empty] | 25.26 | 25.26% | 1.5029 | 42.6945 | 25.26%
[5 empty] | 25.27 | 25.27% | 1.5032 | 42.7025 | 25.27%
[5 empty] | 25.28 | 25.28% | 1.5034 | 42.7105 | 25.28%
[5 empty] | 25.29 | 25.29% | 1.5037 | 42.7184 | 25.29%
[5 empty] | 25.3 | 25.3% | 1.5039 | 42.7264 | 25.3%
[5 empty] | 25.31 | 25.31% | 1.5041 | 42.7344 | 25.31%
[5 empty] | 25.32 | 25.32% | 1.5044 | 42.7424 | 25.32%
[5 empty] | 25.33 | 25.33% | 1.5046 | 42.7503 | 25.33%
[5 empty] | 25.34 | 25.34% | 1.5049 | 42.7583 | 25.34%
[5 empty] | 25.35 | 25.35% | 1.5051 | 42.7663 | 25.35%
[5 empty] | 25.36 | 25.36% | 1.5053 | 42.7743 | 25.36%
[5 empty] | 25.37 | 25.37% | 1.5056 | 42.7822 | 25.37%
[5 empty] | 25.38 | 25.38% | 1.5058 | 42.7902 | 25.38%
[5 empty] | 25.39 | 25.39% | 1.5061 | 42.7982 | 25.39%
[5 empty] | 25.4 | 25.4% | 1.5063 | 42.8062 | 25.4%
[5 empty] | 25.41 | 25.41% | 1.5065 | 42.8141 | 25.41%
[5 empty] | 25.42 | 25.42% | 1.5068 | 42.8221 | 25.42%
[5 empty] | 25.43 | 25.43% | 1.507 | 42.8301 | 25.43%
[5 empty] | 25.44 | 25.44% | 1.5073 | 42.8381 | 25.44%
[5 empty] | 25.45 | 25.45% | 1.5075 | 42.846 | 25.45%
[5 empty] | 25.46 | 25.46% | 1.5078 | 42.854 | 25.46%
[5 empty] | 25.47 | 25.47% | 1.508 | 42.862 | 25.47%
[5 empty] | 25.48 | 25.48% | 1.5082 | 42.87 | 25.48%
[5 empty] | 25.49 | 25.49% | 1.5085 | 42.8779 | 25.49%
[5 empty] | 25.5 | 25.5% | 1.5087 | 42.8859 | 25.5%
[5 empty] | 25.51 | 25.51% | 1.509 | 42.8939 | 25.51%
[5 empty] | 25.52 | 25.52% | 1.5092 | 42.9018 | 25.52%
[5 empty] | 25.53 | 25.53% | 1.5095 | 42.9098 | 25.53%
[5 empty] | 25.54 | 25.54% | 1.5097 | 42.9178 | 25.54%
[5 empty] | 25.55 | 25.55% | 1.5099 | 42.9257 | 25.55%
[5 empty] | 25.56 | 25.56% | 1.5102 | 42.9337 | 25.56%
[5 empty] | 25.57 | 25.57% | 1.5104 | 42.9417 | 25.57%
[5 empty] | 25.58 | 25.58% | 1.5107 | 42.9497 | 25.58%
[5 empty] | 25.59 | 25.59% | 1.5109 | 42.9576 | 25.59%
[5 empty] | 25.6 | 25.6% | 1.5112 | 42.9656 | 25.6%
[5 empty] | 25.61 | 25.61% | 1.5114 | 42.9736 | 25.61%
[5 empty] | 25.62 | 25.62% | 1.5116 | 42.9815 | 25.62%
[5 empty] | 25.63 | 25.63% | 1.5119 | 42.9895 | 25.63%
[5 empty] | 25.64 | 25.64% | 1.5121 | 42.9975 | 25.64%
[5 empty] | 25.65 | 25.65% | 1.5124 | 43.0054 | 25.65%
[5 empty] | 25.66 | 25.66% | 1.5126 | 43.0134 | 25.66%
[5 empty] | 25.67 | 25.67% | 1.5129 | 43.0214 | 25.67%
[5 empty] | 25.68 | 25.68% | 1.5131 | 43.0293 | 25.68%
[5 empty] | 25.69 | 25.69% | 1.5133 | 43.0373 | 25.69%
[5 empty] | 25.7 | 25.7% | 1.5136 | 43.0452 | 25.7%
[5 empty] | 25.71 | 25.71% | 1.5138 | 43.0532 | 25.71%
[5 empty] | 25.72 | 25.72% | 1.5141 | 43.0612 | 25.72%
[5 empty] | 25.73 | 25.73% | 1.5143 | 43.0691 | 25.73%
[5 empty] | 25.74 | 25.74% | 1.5146 | 43.0771 | 25.74%
[5 empty] | 25.75 | 25.75% | 1.5148 | 43.0851 | 25.75%
[5 empty] | 25.76 | 25.76% | 1.5151 | 43.093 | 25.76%
[5 empty] | 25.77 | 25.77% | 1.5153 | 43.101 | 25.77%
[5 empty] | 25.78 | 25.78% | 1.5155 | 43.109 | 25.78%
[5 empty] | 25.79 | 25.79% | 1.5158 | 43.1169 | 25.79%
[5 empty] | 25.8 | 25.8% | 1.516 | 43.1249 | 25.8%
[5 empty] | 25.81 | 25.81% | 1.5163 | 43.1328 | 25.81%
[5 empty] | 25.82 | 25.82% | 1.5165 | 43.1408 | 25.82%
[5 empty] | 25.83 | 25.83% | 1.5168 | 43.1488 | 25.83%
[5 empty] | 25.84 | 25.84% | 1.517 | 43.1567 | 25.84%
[5 empty] | 25.85 | 25.85% | 1.5173 | 43.1647 | 25.85%
[5 empty] | 25.86 | 25.86% | 1.5175 | 43.1726 | 25.86%
[5 empty] | 25.87 | 25.87% | 1.5178 | 43.1806 | 25.87%
[5 empty] | 25.88 | 25.88% | 1.518 | 43.1886 | 25.88%
[5 empty] | 25.89 | 25.89% | 1.5183 | 43.1965 | 25.89%
[5 empty] | 25.9 | 25.9% | 1.5185 | 43.2045 | 25.9%
[5 empty] | 25.91 | 25.91% | 1.5187 | 43.2124 | 25.91%
[5 empty] | 25.92 | 25.92% | 1.519 | 43.2204 | 25.92%
[5 empty] | 25.93 | 25.93% | 1.5192 | 43.2283 | 25.93%
[5 empty] | 25.94 | 25.94% | 1.5195 | 43.2363 | 25.94%
[5 empty] | 25.95 | 25.95% | 1.5197 | 43.2443 | 25.95%
[5 empty] | 25.96 | 25.96% | 1.52 | 43.2522 | 25.96%
[5 empty] | 25.97 | 25.97% | 1.5202 | 43.2602 | 25.97%
[5 empty] | 25.98 | 25.98% | 1.5205 | 43.2681 | 25.98%
[5 empty] | 25.99 | 25.99% | 1.5207 | 43.2761 | 25.99%
[5 empty] | 26 | 26% | 1.521 | 43.284 | 26%
[5 empty] | 26.01 | 26.01% | 1.5212 | 43.292 | 26.01%
[5 empty] | 26.02 | 26.02% | 1.5215 | 43.2999 | 26.02%
[5 empty] | 26.03 | 26.03% | 1.5217 | 43.3079 | 26.03%
[5 empty] | 26.04 | 26.04% | 1.522 | 43.3159 | 26.04%
[5 empty] | 26.05 | 26.05% | 1.5222 | 43.3238 | 26.05%
[5 empty] | 26.06 | 26.06% | 1.5225 | 43.3318 | 26.06%
[5 empty] | 26.07 | 26.07% | 1.5227 | 43.3397 | 26.07%
[5 empty] | 26.08 | 26.08% | 1.523 | 43.3477 | 26.08%
[5 empty] | 26.09 | 26.09% | 1.5232 | 43.3556 | 26.09%
[5 empty] | 26.1 | 26.1% | 1.5234 | 43.3636 | 26.1%
[5 empty] | 26.11 | 26.11% | 1.5237 | 43.3715 | 26.11%
[5 empty] | 26.12 | 26.12% | 1.5239 | 43.3795 | 26.12%
[5 empty] | 26.13 | 26.13% | 1.5242 | 43.3874 | 26.13%
[5 empty] | 26.14 | 26.14% | 1.5244 | 43.3954 | 26.14%
[5 empty] | 26.15 | 26.15% | 1.5247 | 43.4033 | 26.15%
[5 empty] | 26.16 | 26.16% | 1.5249 | 43.4113 | 26.16%
[5 empty] | 26.17 | 26.17% | 1.5252 | 43.4192 | 26.17%
[5 empty] | 26.18 | 26.18% | 1.5254 | 43.4272 | 26.18%
[5 empty] | 26.19 | 26.19% | 1.5257 | 43.4351 | 26.19%
[5 empty] | 26.2 | 26.2% | 1.5259 | 43.4431 | 26.2%
[5 empty] | 26.21 | 26.21% | 1.5262 | 43.451 | 26.21%
[5 empty] | 26.22 | 26.22% | 1.5264 | 43.459 | 26.22%
[5 empty] | 26.23 | 26.23% | 1.5267 | 43.4669 | 26.23%
[5 empty] | 26.24 | 26.24% | 1.5269 | 43.4749 | 26.24%
[5 empty] | 26.25 | 26.25% | 1.5272 | 43.4828 | 26.25%
[5 empty] | 26.26 | 26.26% | 1.5274 | 43.4907 | 26.26%
[5 empty] | 26.27 | 26.27% | 1.5277 | 43.4987 | 26.27%
[5 empty] | 26.28 | 26.28% | 1.5279 | 43.5066 | 26.28%
[5 empty] | 26.29 | 26.29% | 1.5282 | 43.5146 | 26.29%
[5 empty] | 26.3 | 26.3% | 1.5284 | 43.5225 | 26.3%
[5 empty] | 26.31 | 26.31% | 1.5287 | 43.5305 | 26.31%
[5 empty] | 26.32 | 26.32% | 1.5289 | 43.5384 | 26.32%
[5 empty] | 26.33 | 26.33% | 1.5292 | 43.5464 | 26.33%
[5 empty] | 26.34 | 26.34% | 1.5294 | 43.5543 | 26.34%
[5 empty] | 26.35 | 26.35% | 1.5297 | 43.5622 | 26.35%
[5 empty] | 26.36 | 26.36% | 1.5299 | 43.5702 | 26.36%
[5 empty] | 26.37 | 26.37% | 1.5302 | 43.5781 | 26.37%
[5 empty] | 26.38 | 26.38% | 1.5304 | 43.5861 | 26.38%
[5 empty] | 26.39 | 26.39% | 1.5307 | 43.594 | 26.39%
[5 empty] | 26.4 | 26.4% | 1.5309 | 43.602 | 26.4%
[5 empty] | 26.41 | 26.41% | 1.5312 | 43.6099 | 26.41%
[5 empty] | 26.42 | 26.42% | 1.5315 | 43.6178 | 26.42%
[5 empty] | 26.43 | 26.43% | 1.5317 | 43.6258 | 26.43%
[5 empty] | 26.44 | 26.44% | 1.532 | 43.6337 | 26.44%
[5 empty] | 26.45 | 26.45% | 1.5322 | 43.6417 | 26.45%
[5 empty] | 26.46 | 26.46% | 1.5325 | 43.6496 | 26.46%
[5 empty] | 26.47 | 26.47% | 1.5327 | 43.6575 | 26.47%
[5 empty] | 26.48 | 26.48% | 1.533 | 43.6655 | 26.48%
[5 empty] | 26.49 | 26.49% | 1.5332 | 43.6734 | 26.49%
[5 empty] | 26.5 | 26.5% | 1.5335 | 43.6813 | 26.5%
[5 empty] | 26.51 | 26.51% | 1.5337 | 43.6893 | 26.51%
[5 empty] | 26.52 | 26.52% | 1.534 | 43.6972 | 26.52%
[5 empty] | 26.53 | 26.53% | 1.5342 | 43.7052 | 26.53%
[5 empty] | 26.54 | 26.54% | 1.5345 | 43.7131 | 26.54%
[5 empty] | 26.55 | 26.55% | 1.5347 | 43.721 | 26.55%
[5 empty] | 26.56 | 26.56% | 1.535 | 43.729 | 26.56%
[5 empty] | 26.57 | 26.57% | 1.5352 | 43.7369 | 26.57%
[5 empty] | 26.58 | 26.58% | 1.5355 | 43.7448 | 26.58%
[5 empty] | 26.59 | 26.59% | 1.5357 | 43.7528 | 26.59%
[5 empty] | 26.6 | 26.6% | 1.536 | 43.7607 | 26.6%
[5 empty] | 26.61 | 26.61% | 1.5363 | 43.7686 | 26.61%
[5 empty] | 26.62 | 26.62% | 1.5365 | 43.7766 | 26.62%
[5 empty] | 26.63 | 26.63% | 1.5368 | 43.7845 | 26.63%
[5 empty] | 26.64 | 26.64% | 1.537 | 43.7924 | 26.64%
[5 empty] | 26.65 | 26.65% | 1.5373 | 43.8004 | 26.65%
[5 empty] | 26.66 | 26.66% | 1.5375 | 43.8083 | 26.66%
[5 empty] | 26.67 | 26.67% | 1.5378 | 43.8162 | 26.67%
[5 empty] | 26.68 | 26.68% | 1.538 | 43.8242 | 26.68%
[5 empty] | 26.69 | 26.69% | 1.5383 | 43.8321 | 26.69%
[5 empty] | 26.7 | 26.7% | 1.5385 | 43.84 | 26.7%
[5 empty] | 26.71 | 26.71% | 1.5388 | 43.848 | 26.71%
[5 empty] | 26.72 | 26.72% | 1.5391 | 43.8559 | 26.72%
[5 empty] | 26.73 | 26.73% | 1.5393 | 43.8638 | 26.73%
[5 empty] | 26.74 | 26.74% | 1.5396 | 43.8718 | 26.74%
[5 empty] | 26.75 | 26.75% | 1.5398 | 43.8797 | 26.75%
[5 empty] | 26.76 | 26.76% | 1.5401 | 43.8876 | 26.76%
[5 empty] | 26.77 | 26.77% | 1.5403 | 43.8955 | 26.77%
[5 empty] | 26.78 | 26.78% | 1.5406 | 43.9035 | 26.78%
[5 empty] | 26.79 | 26.79% | 1.5408 | 43.9114 | 26.79%
[5 empty] | 26.8 | 26.8% | 1.5411 | 43.9193 | 26.8%
[5 empty] | 26.81 | 26.81% | 1.5413 | 43.9273 | 26.81%
[5 empty] | 26.82 | 26.82% | 1.5416 | 43.9352 | 26.82%
[5 empty] | 26.83 | 26.83% | 1.5419 | 43.9431 | 26.83%
[5 empty] | 26.84 | 26.84% | 1.5421 | 43.951 | 26.84%
[5 empty] | 26.85 | 26.85% | 1.5424 | 43.959 | 26.85%
[5 empty] | 26.86 | 26.86% | 1.5426 | 43.9669 | 26.86%
[5 empty] | 26.87 | 26.87% | 1.5429 | 43.9748 | 26.87%
[5 empty] | 26.88 | 26.88% | 1.5431 | 43.9827 | 26.88%
[5 empty] | 26.89 | 26.89% | 1.5434 | 43.9907 | 26.89%
[5 empty] | 26.9 | 26.9% | 1.5437 | 43.9986 | 26.9%
[5 empty] | 26.91 | 26.91% | 1.5439 | 44.0065 | 26.91%
[5 empty] | 26.92 | 26.92% | 1.5442 | 44.0144 | 26.92%
[5 empty] | 26.93 | 26.93% | 1.5444 | 44.0224 | 26.93%
[5 empty] | 26.94 | 26.94% | 1.5447 | 44.0303 | 26.94%
[5 empty] | 26.95 | 26.95% | 1.5449 | 44.0382 | 26.95%
[5 empty] | 26.96 | 26.96% | 1.5452 | 44.0461 | 26.96%
[5 empty] | 26.97 | 26.97% | 1.5455 | 44.054 | 26.97%
[5 empty] | 26.98 | 26.98% | 1.5457 | 44.062 | 26.98%
[5 empty] | 26.99 | 26.99% | 1.546 | 44.0699 | 26.99%
[5 empty] | 27 | 27% | 1.5462 | 44.0778 | 27%
[5 empty] | 27.01 | 27.01% | 1.5465 | 44.0857 | 27.01%
[5 empty] | 27.02 | 27.02% | 1.5467 | 44.0936 | 27.02%
[5 empty] | 27.03 | 27.03% | 1.547 | 44.1016 | 27.03%
[5 empty] | 27.04 | 27.04% | 1.5473 | 44.1095 | 27.04%
[5 empty] | 27.05 | 27.05% | 1.5475 | 44.1174 | 27.05%
[5 empty] | 27.06 | 27.06% | 1.5478 | 44.1253 | 27.06%
[5 empty] | 27.07 | 27.07% | 1.548 | 44.1332 | 27.07%
[5 empty] | 27.08 | 27.08% | 1.5483 | 44.1412 | 27.08%
[5 empty] | 27.09 | 27.09% | 1.5485 | 44.1491 | 27.09%
[5 empty] | 27.1 | 27.1% | 1.5488 | 44.157 | 27.1%
[5 empty] | 27.11 | 27.11% | 1.5491 | 44.1649 | 27.11%
[5 empty] | 27.12 | 27.12% | 1.5493 | 44.1728 | 27.12%
[5 empty] | 27.13 | 27.13% | 1.5496 | 44.1807 | 27.13%
[5 empty] | 27.14 | 27.14% | 1.5498 | 44.1887 | 27.14%
[5 empty] | 27.15 | 27.15% | 1.5501 | 44.1966 | 27.15%
[5 empty] | 27.16 | 27.16% | 1.5504 | 44.2045 | 27.16%
[5 empty] | 27.17 | 27.17% | 1.5506 | 44.2124 | 27.17%
[5 empty] | 27.18 | 27.18% | 1.5509 | 44.2203 | 27.18%
[5 empty] | 27.19 | 27.19% | 1.5511 | 44.2282 | 27.19%
[5 empty] | 27.2 | 27.2% | 1.5514 | 44.2361 | 27.2%
[5 empty] | 27.21 | 27.21% | 1.5517 | 44.2441 | 27.21%
[5 empty] | 27.22 | 27.22% | 1.5519 | 44.252 | 27.22%
[5 empty] | 27.23 | 27.23% | 1.5522 | 44.2599 | 27.23%
[5 empty] | 27.24 | 27.24% | 1.5524 | 44.2678 | 27.24%
[5 empty] | 27.25 | 27.25% | 1.5527 | 44.2757 | 27.25%
[5 empty] | 27.26 | 27.26% | 1.553 | 44.2836 | 27.26%
[5 empty] | 27.27 | 27.27% | 1.5532 | 44.2915 | 27.27%
[5 empty] | 27.28 | 27.28% | 1.5535 | 44.2994 | 27.28%
[5 empty] | 27.29 | 27.29% | 1.5537 | 44.3073 | 27.29%
[5 empty] | 27.3 | 27.3% | 1.554 | 44.3153 | 27.3%
[5 empty] | 27.31 | 27.31% | 1.5543 | 44.3232 | 27.31%
[5 empty] | 27.32 | 27.32% | 1.5545 | 44.3311 | 27.32%
[5 empty] | 27.33 | 27.33% | 1.5548 | 44.339 | 27.33%
[5 empty] | 27.34 | 27.34% | 1.555 | 44.3469 | 27.34%
[5 empty] | 27.35 | 27.35% | 1.5553 | 44.3548 | 27.35%
[5 empty] | 27.36 | 27.36% | 1.5556 | 44.3627 | 27.36%
[5 empty] | 27.37 | 27.37% | 1.5558 | 44.3706 | 27.37%
[5 empty] | 27.38 | 27.38% | 1.5561 | 44.3785 | 27.38%
[5 empty] | 27.39 | 27.39% | 1.5564 | 44.3864 | 27.39%
[5 empty] | 27.4 | 27.4% | 1.5566 | 44.3943 | 27.4%
[5 empty] | 27.41 | 27.41% | 1.5569 | 44.4022 | 27.41%
[5 empty] | 27.42 | 27.42% | 1.5571 | 44.4102 | 27.42%
[5 empty] | 27.43 | 27.43% | 1.5574 | 44.4181 | 27.43%
[5 empty] | 27.44 | 27.44% | 1.5577 | 44.426 | 27.44%
[5 empty] | 27.45 | 27.45% | 1.5579 | 44.4339 | 27.45%
[5 empty] | 27.46 | 27.46% | 1.5582 | 44.4418 | 27.46%
[5 empty] | 27.47 | 27.47% | 1.5584 | 44.4497 | 27.47%
[5 empty] | 27.48 | 27.48% | 1.5587 | 44.4576 | 27.48%
[5 empty] | 27.49 | 27.49% | 1.559 | 44.4655 | 27.49%
[5 empty] | 27.5 | 27.5% | 1.5592 | 44.4734 | 27.5%
[5 empty] | 27.51 | 27.51% | 1.5595 | 44.4813 | 27.51%
[5 empty] | 27.52 | 27.52% | 1.5598 | 44.4892 | 27.52%
[5 empty] | 27.53 | 27.53% | 1.56 | 44.4971 | 27.53%
[5 empty] | 27.54 | 27.54% | 1.5603 | 44.505 | 27.54%
[5 empty] | 27.55 | 27.55% | 1.5605 | 44.5129 | 27.55%
[5 empty] | 27.56 | 27.56% | 1.5608 | 44.5208 | 27.56%
[5 empty] | 27.57 | 27.57% | 1.5611 | 44.5287 | 27.57%
[5 empty] | 27.58 | 27.58% | 1.5613 | 44.5366 | 27.58%
[5 empty] | 27.59 | 27.59% | 1.5616 | 44.5445 | 27.59%
[5 empty] | 27.6 | 27.6% | 1.5619 | 44.5524 | 27.6%
[5 empty] | 27.61 | 27.61% | 1.5621 | 44.5603 | 27.61%
[5 empty] | 27.62 | 27.62% | 1.5624 | 44.5682 | 27.62%
[5 empty] | 27.63 | 27.63% | 1.5627 | 44.5761 | 27.63%
[5 empty] | 27.64 | 27.64% | 1.5629 | 44.584 | 27.64%
[5 empty] | 27.65 | 27.65% | 1.5632 | 44.5919 | 27.65%
[5 empty] | 27.66 | 27.66% | 1.5635 | 44.5998 | 27.66%
[5 empty] | 27.67 | 27.67% | 1.5637 | 44.6077 | 27.67%
[5 empty] | 27.68 | 27.68% | 1.564 | 44.6156 | 27.68%
[5 empty] | 27.69 | 27.69% | 1.5642 | 44.6235 | 27.69%
[5 empty] | 27.7 | 27.7% | 1.5645 | 44.6314 | 27.7%
[5 empty] | 27.71 | 27.71% | 1.5648 | 44.6393 | 27.71%
[5 empty] | 27.72 | 27.72% | 1.565 | 44.6472 | 27.72%
[5 empty] | 27.73 | 27.73% | 1.5653 | 44.6551 | 27.73%
[5 empty] | 27.74 | 27.74% | 1.5656 | 44.663 | 27.74%
[5 empty] | 27.75 | 27.75% | 1.5658 | 44.6708 | 27.75%
[5 empty] | 27.76 | 27.76% | 1.5661 | 44.6787 | 27.76%
[5 empty] | 27.77 | 27.77% | 1.5664 | 44.6866 | 27.77%
[5 empty] | 27.78 | 27.78% | 1.5666 | 44.6945 | 27.78%
[5 empty] | 27.79 | 27.79% | 1.5669 | 44.7024 | 27.79%
[5 empty] | 27.8 | 27.8% | 1.5672 | 44.7103 | 27.8%
[5 empty] | 27.81 | 27.81% | 1.5674 | 44.7182 | 27.81%
[5 empty] | 27.82 | 27.82% | 1.5677 | 44.7261 | 27.82%
[5 empty] | 27.83 | 27.83% | 1.568 | 44.734 | 27.83%
[5 empty] | 27.84 | 27.84% | 1.5682 | 44.7419 | 27.84%
[5 empty] | 27.85 | 27.85% | 1.5685 | 44.7498 | 27.85%
[5 empty] | 27.86 | 27.86% | 1.5688 | 44.7577 | 27.86%
[5 empty] | 27.87 | 27.87% | 1.569 | 44.7656 | 27.87%
[5 empty] | 27.88 | 27.88% | 1.5693 | 44.7734 | 27.88%
[5 empty] | 27.89 | 27.89% | 1.5696 | 44.7813 | 27.89%
[5 empty] | 27.9 | 27.9% | 1.5698 | 44.7892 | 27.9%
[5 empty] | 27.91 | 27.91% | 1.5701 | 44.7971 | 27.91%
[5 empty] | 27.92 | 27.92% | 1.5704 | 44.805 | 27.92%
[5 empty] | 27.93 | 27.93% | 1.5706 | 44.8129 | 27.93%
[5 empty] | 27.94 | 27.94% | 1.5709 | 44.8208 | 27.94%
[5 empty] | 27.95 | 27.95% | 1.5712 | 44.8287 | 27.95%
[5 empty] | 27.96 | 27.96% | 1.5714 | 44.8365 | 27.96%
[5 empty] | 27.97 | 27.97% | 1.5717 | 44.8444 | 27.97%
[5 empty] | 27.98 | 27.98% | 1.572 | 44.8523 | 27.98%
[5 empty] | 27.99 | 27.99% | 1.5722 | 44.8602 | 27.99%
[5 empty] | 28 | 28% | 1.5725 | 44.8681 | 28%
[5 empty] | 28.01 | 28.01% | 1.5728 | 44.876 | 28.01%
[5 empty] | 28.02 | 28.02% | 1.573 | 44.8839 | 28.02%
[5 empty] | 28.03 | 28.03% | 1.5733 | 44.8917 | 28.03%
[5 empty] | 28.04 | 28.04% | 1.5736 | 44.8996 | 28.04%
[5 empty] | 28.05 | 28.05% | 1.5738 | 44.9075 | 28.05%
[5 empty] | 28.06 | 28.06% | 1.5741 | 44.9154 | 28.06%
[5 empty] | 28.07 | 28.07% | 1.5744 | 44.9233 | 28.07%
[5 empty] | 28.08 | 28.08% | 1.5746 | 44.9312 | 28.08%
[5 empty] | 28.09 | 28.09% | 1.5749 | 44.939 | 28.09%
[5 empty] | 28.1 | 28.1% | 1.5752 | 44.9469 | 28.1%
[5 empty] | 28.11 | 28.11% | 1.5754 | 44.9548 | 28.11%
[5 empty] | 28.12 | 28.12% | 1.5757 | 44.9627 | 28.12%
[5 empty] | 28.13 | 28.13% | 1.576 | 44.9706 | 28.13%
[5 empty] | 28.14 | 28.14% | 1.5762 | 44.9784 | 28.14%
[5 empty] | 28.15 | 28.15% | 1.5765 | 44.9863 | 28.15%
[5 empty] | 28.16 | 28.16% | 1.5768 | 44.9942 | 28.16%
[5 empty] | 28.17 | 28.17% | 1.5771 | 45.0021 | 28.17%
[5 empty] | 28.18 | 28.18% | 1.5773 | 45.01 | 28.18%
[5 empty] | 28.19 | 28.19% | 1.5776 | 45.0178 | 28.19%
[5 empty] | 28.2 | 28.2% | 1.5779 | 45.0257 | 28.2%
[5 empty] | 28.21 | 28.21% | 1.5781 | 45.0336 | 28.21%
[5 empty] | 28.22 | 28.22% | 1.5784 | 45.0415 | 28.22%
[5 empty] | 28.23 | 28.23% | 1.5787 | 45.0494 | 28.23%
[5 empty] | 28.24 | 28.24% | 1.5789 | 45.0572 | 28.24%
[5 empty] | 28.25 | 28.25% | 1.5792 | 45.0651 | 28.25%
[5 empty] | 28.26 | 28.26% | 1.5795 | 45.073 | 28.26%
[5 empty] | 28.27 | 28.27% | 1.5797 | 45.0809 | 28.27%
[5 empty] | 28.28 | 28.28% | 1.58 | 45.0887 | 28.28%
[5 empty] | 28.29 | 28.29% | 1.5803 | 45.0966 | 28.29%
[5 empty] | 28.3 | 28.3% | 1.5806 | 45.1045 | 28.3%
[5 empty] | 28.31 | 28.31% | 1.5808 | 45.1124 | 28.31%
[5 empty] | 28.32 | 28.32% | 1.5811 | 45.1202 | 28.32%
[5 empty] | 28.33 | 28.33% | 1.5814 | 45.1281 | 28.33%
[5 empty] | 28.34 | 28.34% | 1.5816 | 45.136 | 28.34%
[5 empty] | 28.35 | 28.35% | 1.5819 | 45.1439 | 28.35%
[5 empty] | 28.36 | 28.36% | 1.5822 | 45.1517 | 28.36%
[5 empty] | 28.37 | 28.37% | 1.5825 | 45.1596 | 28.37%
[5 empty] | 28.38 | 28.38% | 1.5827 | 45.1675 | 28.38%
[5 empty] | 28.39 | 28.39% | 1.583 | 45.1754 | 28.39%
[5 empty] | 28.4 | 28.4% | 1.5833 | 45.1832 | 28.4%
[5 empty] | 28.41 | 28.41% | 1.5835 | 45.1911 | 28.41%
[5 empty] | 28.42 | 28.42% | 1.5838 | 45.199 | 28.42%
[5 empty] | 28.43 | 28.43% | 1.5841 | 45.2068 | 28.43%
[5 empty] | 28.44 | 28.44% | 1.5844 | 45.2147 | 28.44%
[5 empty] | 28.45 | 28.45% | 1.5846 | 45.2226 | 28.45%
[5 empty] | 28.46 | 28.46% | 1.5849 | 45.2304 | 28.46%
[5 empty] | 28.47 | 28.47% | 1.5852 | 45.2383 | 28.47%
[5 empty] | 28.48 | 28.48% | 1.5854 | 45.2462 | 28.48%
[5 empty] | 28.49 | 28.49% | 1.5857 | 45.2541 | 28.49%
[5 empty] | 28.5 | 28.5% | 1.586 | 45.2619 | 28.5%
[5 empty] | 28.51 | 28.51% | 1.5863 | 45.2698 | 28.51%
[5 empty] | 28.52 | 28.52% | 1.5865 | 45.2777 | 28.52%
[5 empty] | 28.53 | 28.53% | 1.5868 | 45.2855 | 28.53%
[5 empty] | 28.54 | 28.54% | 1.5871 | 45.2934 | 28.54%
[5 empty] | 28.55 | 28.55% | 1.5874 | 45.3013 | 28.55%
[5 empty] | 28.56 | 28.56% | 1.5876 | 45.3091 | 28.56%
[5 empty] | 28.57 | 28.57% | 1.5879 | 45.317 | 28.57%
[5 empty] | 28.58 | 28.58% | 1.5882 | 45.3249 | 28.58%
[5 empty] | 28.59 | 28.59% | 1.5884 | 45.3327 | 28.59%
[5 empty] | 28.6 | 28.6% | 1.5887 | 45.3406 | 28.6%
[5 empty] | 28.61 | 28.61% | 1.589 | 45.3484 | 28.61%
[5 empty] | 28.62 | 28.62% | 1.5893 | 45.3563 | 28.62%
[5 empty] | 28.63 | 28.63% | 1.5895 | 45.3642 | 28.63%
[5 empty] | 28.64 | 28.64% | 1.5898 | 45.372 | 28.64%
[5 empty] | 28.65 | 28.65% | 1.5901 | 45.3799 | 28.65%
[5 empty] | 28.66 | 28.66% | 1.5904 | 45.3878 | 28.66%
[5 empty] | 28.67 | 28.67% | 1.5906 | 45.3956 | 28.67%
[5 empty] | 28.68 | 28.68% | 1.5909 | 45.4035 | 28.68%
[5 empty] | 28.69 | 28.69% | 1.5912 | 45.4113 | 28.69%
[5 empty] | 28.7 | 28.7% | 1.5915 | 45.4192 | 28.7%
[5 empty] | 28.71 | 28.71% | 1.5917 | 45.4271 | 28.71%
[5 empty] | 28.72 | 28.72% | 1.592 | 45.4349 | 28.72%
[5 empty] | 28.73 | 28.73% | 1.5923 | 45.4428 | 28.73%
[5 empty] | 28.74 | 28.74% | 1.5926 | 45.4506 | 28.74%
[5 empty] | 28.75 | 28.75% | 1.5928 | 45.4585 | 28.75%
[5 empty] | 28.76 | 28.76% | 1.5931 | 45.4664 | 28.76%
[5 empty] | 28.77 | 28.77% | 1.5934 | 45.4742 | 28.77%
[5 empty] | 28.78 | 28.78% | 1.5936 | 45.4821 | 28.78%
[5 empty] | 28.79 | 28.79% | 1.5939 | 45.4899 | 28.79%
[5 empty] | 28.8 | 28.8% | 1.5942 | 45.4978 | 28.8%
[5 empty] | 28.81 | 28.81% | 1.5945 | 45.5057 | 28.81%
[5 empty] | 28.82 | 28.82% | 1.5947 | 45.5135 | 28.82%
[5 empty] | 28.83 | 28.83% | 1.595 | 45.5214 | 28.83%
[5 empty] | 28.84 | 28.84% | 1.5953 | 45.5292 | 28.84%
[5 empty] | 28.85 | 28.85% | 1.5956 | 45.5371 | 28.85%
[5 empty] | 28.86 | 28.86% | 1.5959 | 45.5449 | 28.86%
[5 empty] | 28.87 | 28.87% | 1.5961 | 45.5528 | 28.87%
[5 empty] | 28.88 | 28.88% | 1.5964 | 45.5607 | 28.88%
[5 empty] | 28.89 | 28.89% | 1.5967 | 45.5685 | 28.89%
[5 empty] | 28.9 | 28.9% | 1.597 | 45.5764 | 28.9%
[5 empty] | 28.91 | 28.91% | 1.5972 | 45.5842 | 28.91%
[5 empty] | 28.92 | 28.92% | 1.5975 | 45.5921 | 28.92%
[5 empty] | 28.93 | 28.93% | 1.5978 | 45.5999 | 28.93%
[5 empty] | 28.94 | 28.94% | 1.5981 | 45.6078 | 28.94%
[5 empty] | 28.95 | 28.95% | 1.5983 | 45.6156 | 28.95%
[5 empty] | 28.96 | 28.96% | 1.5986 | 45.6235 | 28.96%
[5 empty] | 28.97 | 28.97% | 1.5989 | 45.6313 | 28.97%
[5 empty] | 28.98 | 28.98% | 1.5992 | 45.6392 | 28.98%
[5 empty] | 28.99 | 28.99% | 1.5994 | 45.647 | 28.99%
[5 empty] | 29 | 29% | 1.5997 | 45.6549 | 29%
[5 empty] | 29.01 | 29.01% | 1.6 | 45.6627 | 29.01%
[5 empty] | 29.02 | 29.02% | 1.6003 | 45.6706 | 29.02%
[5 empty] | 29.03 | 29.03% | 1.6005 | 45.6784 | 29.03%
[5 empty] | 29.04 | 29.04% | 1.6008 | 45.6863 | 29.04%
[5 empty] | 29.05 | 29.05% | 1.6011 | 45.6941 | 29.05%
[5 empty] | 29.06 | 29.06% | 1.6014 | 45.702 | 29.06%
[5 empty] | 29.07 | 29.07% | 1.6017 | 45.7098 | 29.07%
[5 empty] | 29.08 | 29.08% | 1.6019 | 45.7177 | 29.08%
[5 empty] | 29.09 | 29.09% | 1.6022 | 45.7255 | 29.09%
[5 empty] | 29.1 | 29.1% | 1.6025 | 45.7334 | 29.1%
[5 empty] | 29.11 | 29.11% | 1.6028 | 45.7412 | 29.11%
[5 empty] | 29.12 | 29.12% | 1.603 | 45.7491 | 29.12%
[5 empty] | 29.13 | 29.13% | 1.6033 | 45.7569 | 29.13%
[5 empty] | 29.14 | 29.14% | 1.6036 | 45.7648 | 29.14%
[5 empty] | 29.15 | 29.15% | 1.6039 | 45.7726 | 29.15%
[5 empty] | 29.16 | 29.16% | 1.6042 | 45.7805 | 29.16%
[5 empty] | 29.17 | 29.17% | 1.6044 | 45.7883 | 29.17%
[5 empty] | 29.18 | 29.18% | 1.6047 | 45.7961 | 29.18%
[5 empty] | 29.19 | 29.19% | 1.605 | 45.804 | 29.19%
[5 empty] | 29.2 | 29.2% | 1.6053 | 45.8118 | 29.2%
[5 empty] | 29.21 | 29.21% | 1.6056 | 45.8197 | 29.21%
[5 empty] | 29.22 | 29.22% | 1.6058 | 45.8275 | 29.22%
[5 empty] | 29.23 | 29.23% | 1.6061 | 45.8354 | 29.23%
[5 empty] | 29.24 | 29.24% | 1.6064 | 45.8432 | 29.24%
[5 empty] | 29.25 | 29.25% | 1.6067 | 45.8511 | 29.25%
[5 empty] | 29.26 | 29.26% | 1.6069 | 45.8589 | 29.26%
[5 empty] | 29.27 | 29.27% | 1.6072 | 45.8667 | 29.27%
[5 empty] | 29.28 | 29.28% | 1.6075 | 45.8746 | 29.28%
[5 empty] | 29.29 | 29.29% | 1.6078 | 45.8824 | 29.29%
[5 empty] | 29.3 | 29.3% | 1.6081 | 45.8903 | 29.3%
[5 empty] | 29.31 | 29.31% | 1.6083 | 45.8981 | 29.31%
[5 empty] | 29.32 | 29.32% | 1.6086 | 45.9059 | 29.32%
[5 empty] | 29.33 | 29.33% | 1.6089 | 45.9138 | 29.33%
[5 empty] | 29.34 | 29.34% | 1.6092 | 45.9216 | 29.34%
[5 empty] | 29.35 | 29.35% | 1.6095 | 45.9295 | 29.35%
[5 empty] | 29.36 | 29.36% | 1.6097 | 45.9373 | 29.36%
[5 empty] | 29.37 | 29.37% | 1.61 | 45.9451 | 29.37%
[5 empty] | 29.38 | 29.38% | 1.6103 | 45.953 | 29.38%
[5 empty] | 29.39 | 29.39% | 1.6106 | 45.9608 | 29.39%
[5 empty] | 29.4 | 29.4% | 1.6109 | 45.9687 | 29.4%
[5 empty] | 29.41 | 29.41% | 1.6111 | 45.9765 | 29.41%
[5 empty] | 29.42 | 29.42% | 1.6114 | 45.9843 | 29.42%
[5 empty] | 29.43 | 29.43% | 1.6117 | 45.9922 | 29.43%
[5 empty] | 29.44 | 29.44% | 1.612 | 46 | 29.44%
[5 empty] | 29.45 | 29.45% | 1.6123 | 46.0078 | 29.45%
[5 empty] | 29.46 | 29.46% | 1.6125 | 46.0157 | 29.46%
[5 empty] | 29.47 | 29.47% | 1.6128 | 46.0235 | 29.47%
[5 empty] | 29.48 | 29.48% | 1.6131 | 46.0313 | 29.48%
[5 empty] | 29.49 | 29.49% | 1.6134 | 46.0392 | 29.49%
[5 empty] | 29.5 | 29.5% | 1.6137 | 46.047 | 29.5%
[5 empty] | 29.51 | 29.51% | 1.614 | 46.0549 | 29.51%
[5 empty] | 29.52 | 29.52% | 1.6142 | 46.0627 | 29.52%
[5 empty] | 29.53 | 29.53% | 1.6145 | 46.0705 | 29.53%
[5 empty] | 29.54 | 29.54% | 1.6148 | 46.0784 | 29.54%
[5 empty] | 29.55 | 29.55% | 1.6151 | 46.0862 | 29.55%
[5 empty] | 29.56 | 29.56% | 1.6154 | 46.094 | 29.56%
[5 empty] | 29.57 | 29.57% | 1.6156 | 46.1018 | 29.57%
[5 empty] | 29.58 | 29.58% | 1.6159 | 46.1097 | 29.58%
[5 empty] | 29.59 | 29.59% | 1.6162 | 46.1175 | 29.59%
[5 empty] | 29.6 | 29.6% | 1.6165 | 46.1253 | 29.6%
[5 empty] | 29.61 | 29.61% | 1.6168 | 46.1332 | 29.61%
[5 empty] | 29.62 | 29.62% | 1.6171 | 46.141 | 29.62%
[5 empty] | 29.63 | 29.63% | 1.6173 | 46.1488 | 29.63%
[5 empty] | 29.64 | 29.64% | 1.6176 | 46.1567 | 29.64%
[5 empty] | 29.65 | 29.65% | 1.6179 | 46.1645 | 29.65%
[5 empty] | 29.66 | 29.66% | 1.6182 | 46.1723 | 29.66%
[5 empty] | 29.67 | 29.67% | 1.6185 | 46.1802 | 29.67%
[5 empty] | 29.68 | 29.68% | 1.6188 | 46.188 | 29.68%
[5 empty] | 29.69 | 29.69% | 1.619 | 46.1958 | 29.69%
[5 empty] | 29.7 | 29.7% | 1.6193 | 46.2036 | 29.7%
[5 empty] | 29.71 | 29.71% | 1.6196 | 46.2115 | 29.71%
[5 empty] | 29.72 | 29.72% | 1.6199 | 46.2193 | 29.72%
[5 empty] | 29.73 | 29.73% | 1.6202 | 46.2271 | 29.73%
[5 empty] | 29.74 | 29.74% | 1.6204 | 46.235 | 29.74%
[5 empty] | 29.75 | 29.75% | 1.6207 | 46.2428 | 29.75%
[5 empty] | 29.76 | 29.76% | 1.621 | 46.2506 | 29.76%
[5 empty] | 29.77 | 29.77% | 1.6213 | 46.2584 | 29.77%
[5 empty] | 29.78 | 29.78% | 1.6216 | 46.2663 | 29.78%
[5 empty] | 29.79 | 29.79% | 1.6219 | 46.2741 | 29.79%
[5 empty] | 29.8 | 29.8% | 1.6221 | 46.2819 | 29.8%
[5 empty] | 29.81 | 29.81% | 1.6224 | 46.2897 | 29.81%
[5 empty] | 29.82 | 29.82% | 1.6227 | 46.2976 | 29.82%
[5 empty] | 29.83 | 29.83% | 1.623 | 46.3054 | 29.83%
[5 empty] | 29.84 | 29.84% | 1.6233 | 46.3132 | 29.84%
[5 empty] | 29.85 | 29.85% | 1.6236 | 46.321 | 29.85%
[5 empty] | 29.86 | 29.86% | 1.6239 | 46.3289 | 29.86%
[5 empty] | 29.87 | 29.87% | 1.6241 | 46.3367 | 29.87%
[5 empty] | 29.88 | 29.88% | 1.6244 | 46.3445 | 29.88%
[5 empty] | 29.89 | 29.89% | 1.6247 | 46.3523 | 29.89%
[5 empty] | 29.9 | 29.9% | 1.625 | 46.3601 | 29.9%
[5 empty] | 29.91 | 29.91% | 1.6253 | 46.368 | 29.91%
[5 empty] | 29.92 | 29.92% | 1.6256 | 46.3758 | 29.92%
[5 empty] | 29.93 | 29.93% | 1.6258 | 46.3836 | 29.93%
[5 empty] | 29.94 | 29.94% | 1.6261 | 46.3914 | 29.94%
[5 empty] | 29.95 | 29.95% | 1.6264 | 46.3992 | 29.95%
[5 empty] | 29.96 | 29.96% | 1.6267 | 46.4071 | 29.96%
[5 empty] | 29.97 | 29.97% | 1.627 | 46.4149 | 29.97%
[5 empty] | 29.98 | 29.98% | 1.6273 | 46.4227 | 29.98%
[5 empty] | 29.99 | 29.99% | 1.6276 | 46.4305 | 29.99%
[5 empty] | 30 | 30% | 1.6278 | 46.4383 | 30%
[5 empty] | 30.01 | 30.01% | 1.6281 | 46.4462 | 30.01%
[5 empty] | 30.02 | 30.02% | 1.6284 | 46.454 | 30.02%
[5 empty] | 30.03 | 30.03% | 1.6287 | 46.4618 | 30.03%
[5 empty] | 30.04 | 30.04% | 1.629 | 46.4696 | 30.04%
[5 empty] | 30.05 | 30.05% | 1.6293 | 46.4774 | 30.05%
[5 empty] | 30.06 | 30.06% | 1.6296 | 46.4853 | 30.06%
[5 empty] | 30.07 | 30.07% | 1.6298 | 46.4931 | 30.07%
[5 empty] | 30.08 | 30.08% | 1.6301 | 46.5009 | 30.08%
[5 empty] | 30.09 | 30.09% | 1.6304 | 46.5087 | 30.09%
[5 empty] | 30.1 | 30.1% | 1.6307 | 46.5165 | 30.1%
[5 empty] | 30.11 | 30.11% | 1.631 | 46.5243 | 30.11%
[5 empty] | 30.12 | 30.12% | 1.6313 | 46.5321 | 30.12%
[5 empty] | 30.13 | 30.13% | 1.6316 | 46.54 | 30.13%
[5 empty] | 30.14 | 30.14% | 1.6318 | 46.5478 | 30.14%
[5 empty] | 30.15 | 30.15% | 1.6321 | 46.5556 | 30.15%
[5 empty] | 30.16 | 30.16% | 1.6324 | 46.5634 | 30.16%
[5 empty] | 30.17 | 30.17% | 1.6327 | 46.5712 | 30.17%
[5 empty] | 30.18 | 30.18% | 1.633 | 46.579 | 30.18%
[5 empty] | 30.19 | 30.19% | 1.6333 | 46.5868 | 30.19%
[5 empty] | 30.2 | 30.2% | 1.6336 | 46.5947 | 30.2%
[5 empty] | 30.21 | 30.21% | 1.6339 | 46.6025 | 30.21%
[5 empty] | 30.22 | 30.22% | 1.6341 | 46.6103 | 30.22%
[5 empty] | 30.23 | 30.23% | 1.6344 | 46.6181 | 30.23%
[5 empty] | 30.24 | 30.24% | 1.6347 | 46.6259 | 30.24%
[5 empty] | 30.25 | 30.25% | 1.635 | 46.6337 | 30.25%
[5 empty] | 30.26 | 30.26% | 1.6353 | 46.6415 | 30.26%
[5 empty] | 30.27 | 30.27% | 1.6356 | 46.6493 | 30.27%
[5 empty] | 30.28 | 30.28% | 1.6359 | 46.6572 | 30.28%
[5 empty] | 30.29 | 30.29% | 1.6362 | 46.665 | 30.29%
[5 empty] | 30.3 | 30.3% | 1.6364 | 46.6728 | 30.3%
[5 empty] | 30.31 | 30.31% | 1.6367 | 46.6806 | 30.31%
[5 empty] | 30.32 | 30.32% | 1.637 | 46.6884 | 30.32%
[5 empty] | 30.33 | 30.33% | 1.6373 | 46.6962 | 30.33%
[5 empty] | 30.34 | 30.34% | 1.6376 | 46.704 | 30.34%
[5 empty] | 30.35 | 30.35% | 1.6379 | 46.7118 | 30.35%
[5 empty] | 30.36 | 30.36% | 1.6382 | 46.7196 | 30.36%
[5 empty] | 30.37 | 30.37% | 1.6385 | 46.7274 | 30.37%
[5 empty] | 30.38 | 30.38% | 1.6387 | 46.7352 | 30.38%
[5 empty] | 30.39 | 30.39% | 1.639 | 46.743 | 30.39%
[5 empty] | 30.4 | 30.4% | 1.6393 | 46.7509 | 30.4%
[5 empty] | 30.41 | 30.41% | 1.6396 | 46.7587 | 30.41%
[5 empty] | 30.42 | 30.42% | 1.6399 | 46.7665 | 30.42%
[5 empty] | 30.43 | 30.43% | 1.6402 | 46.7743 | 30.43%
[5 empty] | 30.44 | 30.44% | 1.6405 | 46.7821 | 30.44%
[5 empty] | 30.45 | 30.45% | 1.6408 | 46.7899 | 30.45%
[5 empty] | 30.46 | 30.46% | 1.6411 | 46.7977 | 30.46%
[5 empty] | 30.47 | 30.47% | 1.6413 | 46.8055 | 30.47%
[5 empty] | 30.48 | 30.48% | 1.6416 | 46.8133 | 30.48%
[5 empty] | 30.49 | 30.49% | 1.6419 | 46.8211 | 30.49%
[5 empty] | 30.5 | 30.5% | 1.6422 | 46.8289 | 30.5%
[5 empty] | 30.51 | 30.51% | 1.6425 | 46.8367 | 30.51%
[5 empty] | 30.52 | 30.52% | 1.6428 | 46.8445 | 30.52%
[5 empty] | 30.53 | 30.53% | 1.6431 | 46.8523 | 30.53%
[5 empty] | 30.54 | 30.54% | 1.6434 | 46.8601 | 30.54%
[5 empty] | 30.55 | 30.55% | 1.6437 | 46.8679 | 30.55%
[5 empty] | 30.56 | 30.56% | 1.644 | 46.8757 | 30.56%
[5 empty] | 30.57 | 30.57% | 1.6442 | 46.8835 | 30.57%
[5 empty] | 30.58 | 30.58% | 1.6445 | 46.8913 | 30.58%
[5 empty] | 30.59 | 30.59% | 1.6448 | 46.8991 | 30.59%
[5 empty] | 30.6 | 30.6% | 1.6451 | 46.9069 | 30.6%
[5 empty] | 30.61 | 30.61% | 1.6454 | 46.9147 | 30.61%
[5 empty] | 30.62 | 30.62% | 1.6457 | 46.9225 | 30.62%
[5 empty] | 30.63 | 30.63% | 1.646 | 46.9303 | 30.63%
[5 empty] | 30.64 | 30.64% | 1.6463 | 46.9381 | 30.64%
[5 empty] | 30.65 | 30.65% | 1.6466 | 46.9459 | 30.65%
[5 empty] | 30.66 | 30.66% | 1.6469 | 46.9537 | 30.66%
[5 empty] | 30.67 | 30.67% | 1.6471 | 46.9615 | 30.67%
[5 empty] | 30.68 | 30.68% | 1.6474 | 46.9693 | 30.68%
[5 empty] | 30.69 | 30.69% | 1.6477 | 46.9771 | 30.69%
[5 empty] | 30.7 | 30.7% | 1.648 | 46.9849 | 30.7%
[5 empty] | 30.71 | 30.71% | 1.6483 | 46.9927 | 30.71%
[5 empty] | 30.72 | 30.72% | 1.6486 | 47.0005 | 30.72%
[5 empty] | 30.73 | 30.73% | 1.6489 | 47.0083 | 30.73%
[5 empty] | 30.74 | 30.74% | 1.6492 | 47.0161 | 30.74%
[5 empty] | 30.75 | 30.75% | 1.6495 | 47.0239 | 30.75%
[5 empty] | 30.76 | 30.76% | 1.6498 | 47.0317 | 30.76%
[5 empty] | 30.77 | 30.77% | 1.6501 | 47.0395 | 30.77%
[5 empty] | 30.78 | 30.78% | 1.6503 | 47.0473 | 30.78%
[5 empty] | 30.79 | 30.79% | 1.6506 | 47.0551 | 30.79%
[5 empty] | 30.8 | 30.8% | 1.6509 | 47.0629 | 30.8%
[5 empty] | 30.81 | 30.81% | 1.6512 | 47.0707 | 30.81%
[5 empty] | 30.82 | 30.82% | 1.6515 | 47.0785 | 30.82%
[5 empty] | 30.83 | 30.83% | 1.6518 | 47.0863 | 30.83%
[5 empty] | 30.84 | 30.84% | 1.6521 | 47.0941 | 30.84%
[5 empty] | 30.85 | 30.85% | 1.6524 | 47.1019 | 30.85%
[5 empty] | 30.86 | 30.86% | 1.6527 | 47.1097 | 30.86%
[5 empty] | 30.87 | 30.87% | 1.653 | 47.1175 | 30.87%
[5 empty] | 30.88 | 30.88% | 1.6533 | 47.1253 | 30.88%
[5 empty] | 30.89 | 30.89% | 1.6536 | 47.1331 | 30.89%
[5 empty] | 30.9 | 30.9% | 1.6539 | 47.1409 | 30.9%
[5 empty] | 30.91 | 30.91% | 1.6541 | 47.1486 | 30.91%
[5 empty] | 30.92 | 30.92% | 1.6544 | 47.1564 | 30.92%
[5 empty] | 30.93 | 30.93% | 1.6547 | 47.1642 | 30.93%
[5 empty] | 30.94 | 30.94% | 1.655 | 47.172 | 30.94%
[5 empty] | 30.95 | 30.95% | 1.6553 | 47.1798 | 30.95%
[5 empty] | 30.96 | 30.96% | 1.6556 | 47.1876 | 30.96%
[5 empty] | 30.97 | 30.97% | 1.6559 | 47.1954 | 30.97%
[5 empty] | 30.98 | 30.98% | 1.6562 | 47.2032 | 30.98%
[5 empty] | 30.99 | 30.99% | 1.6565 | 47.211 | 30.99%
[5 empty] | 31 | 31% | 1.6568 | 47.2188 | 31%
[5 empty] | 31.01 | 31.01% | 1.6571 | 47.2266 | 31.01%
[5 empty] | 31.02 | 31.02% | 1.6574 | 47.2344 | 31.02%
[5 empty] | 31.03 | 31.03% | 1.6577 | 47.2421 | 31.03%
[5 empty] | 31.04 | 31.04% | 1.658 | 47.2499 | 31.04%
[5 empty] | 31.05 | 31.05% | 1.6582 | 47.2577 | 31.05%
[5 empty] | 31.06 | 31.06% | 1.6585 | 47.2655 | 31.06%
[5 empty] | 31.07 | 31.07% | 1.6588 | 47.2733 | 31.07%
[5 empty] | 31.08 | 31.08% | 1.6591 | 47.2811 | 31.08%
[5 empty] | 31.09 | 31.09% | 1.6594 | 47.2889 | 31.09%
[5 empty] | 31.1 | 31.1% | 1.6597 | 47.2967 | 31.1%
[5 empty] | 31.11 | 31.11% | 1.66 | 47.3045 | 31.11%
[5 empty] | 31.12 | 31.12% | 1.6603 | 47.3122 | 31.12%
[5 empty] | 31.13 | 31.13% | 1.6606 | 47.32 | 31.13%
[5 empty] | 31.14 | 31.14% | 1.6609 | 47.3278 | 31.14%
[5 empty] | 31.15 | 31.15% | 1.6612 | 47.3356 | 31.15%
[5 empty] | 31.16 | 31.16% | 1.6615 | 47.3434 | 31.16%
[5 empty] | 31.17 | 31.17% | 1.6618 | 47.3512 | 31.17%
[5 empty] | 31.18 | 31.18% | 1.6621 | 47.359 | 31.18%
[5 empty] | 31.19 | 31.19% | 1.6624 | 47.3667 | 31.19%
[5 empty] | 31.2 | 31.2% | 1.6627 | 47.3745 | 31.2%
[5 empty] | 31.21 | 31.21% | 1.663 | 47.3823 | 31.21%
[5 empty] | 31.22 | 31.22% | 1.6632 | 47.3901 | 31.22%
[5 empty] | 31.23 | 31.23% | 1.6635 | 47.3979 | 31.23%
[5 empty] | 31.24 | 31.24% | 1.6638 | 47.4057 | 31.24%
[5 empty] | 31.25 | 31.25% | 1.6641 | 47.4135 | 31.25%
[5 empty] | 31.26 | 31.26% | 1.6644 | 47.4212 | 31.26%
[5 empty] | 31.27 | 31.27% | 1.6647 | 47.429 | 31.27%
[5 empty] | 31.28 | 31.28% | 1.665 | 47.4368 | 31.28%
[5 empty] | 31.29 | 31.29% | 1.6653 | 47.4446 | 31.29%
[5 empty] | 31.3 | 31.3% | 1.6656 | 47.4524 | 31.3%
[5 empty] | 31.31 | 31.31% | 1.6659 | 47.4602 | 31.31%
[5 empty] | 31.32 | 31.32% | 1.6662 | 47.4679 | 31.32%
[5 empty] | 31.33 | 31.33% | 1.6665 | 47.4757 | 31.33%
[5 empty] | 31.34 | 31.34% | 1.6668 | 47.4835 | 31.34%
[5 empty] | 31.35 | 31.35% | 1.6671 | 47.4913 | 31.35%
[5 empty] | 31.36 | 31.36% | 1.6674 | 47.4991 | 31.36%
[5 empty] | 31.37 | 31.37% | 1.6677 | 47.5069 | 31.37%
[5 empty] | 31.38 | 31.38% | 1.668 | 47.5146 | 31.38%
[5 empty] | 31.39 | 31.39% | 1.6683 | 47.5224 | 31.39%
[5 empty] | 31.4 | 31.4% | 1.6686 | 47.5302 | 31.4%
[5 empty] | 31.41 | 31.41% | 1.6689 | 47.538 | 31.41%
[5 empty] | 31.42 | 31.42% | 1.6692 | 47.5458 | 31.42%
[5 empty] | 31.43 | 31.43% | 1.6695 | 47.5535 | 31.43%
[5 empty] | 31.44 | 31.44% | 1.6697 | 47.5613 | 31.44%
[5 empty] | 31.45 | 31.45% | 1.67 | 47.5691 | 31.45%
[5 empty] | 31.46 | 31.46% | 1.6703 | 47.5769 | 31.46%
[5 empty] | 31.47 | 31.47% | 1.6706 | 47.5847 | 31.47%
[5 empty] | 31.48 | 31.48% | 1.6709 | 47.5924 | 31.48%
[5 empty] | 31.49 | 31.49% | 1.6712 | 47.6002 | 31.49%
[5 empty] | 31.5 | 31.5% | 1.6715 | 47.608 | 31.5%
[5 empty] | 31.51 | 31.51% | 1.6718 | 47.6158 | 31.51%
[5 empty] | 31.52 | 31.52% | 1.6721 | 47.6235 | 31.52%
[5 empty] | 31.53 | 31.53% | 1.6724 | 47.6313 | 31.53%
[5 empty] | 31.54 | 31.54% | 1.6727 | 47.6391 | 31.54%
[5 empty] | 31.55 | 31.55% | 1.673 | 47.6469 | 31.55%
[5 empty] | 31.56 | 31.56% | 1.6733 | 47.6547 | 31.56%
[5 empty] | 31.57 | 31.57% | 1.6736 | 47.6624 | 31.57%
[5 empty] | 31.58 | 31.58% | 1.6739 | 47.6702 | 31.58%
[5 empty] | 31.59 | 31.59% | 1.6742 | 47.678 | 31.59%
[5 empty] | 31.6 | 31.6% | 1.6745 | 47.6858 | 31.6%
[5 empty] | 31.61 | 31.61% | 1.6748 | 47.6935 | 31.61%
[5 empty] | 31.62 | 31.62% | 1.6751 | 47.7013 | 31.62%
[5 empty] | 31.63 | 31.63% | 1.6754 | 47.7091 | 31.63%
[5 empty] | 31.64 | 31.64% | 1.6757 | 47.7169 | 31.64%
[5 empty] | 31.65 | 31.65% | 1.676 | 47.7246 | 31.65%
[5 empty] | 31.66 | 31.66% | 1.6763 | 47.7324 | 31.66%
[5 empty] | 31.67 | 31.67% | 1.6766 | 47.7402 | 31.67%
[5 empty] | 31.68 | 31.68% | 1.6769 | 47.748 | 31.68%
[5 empty] | 31.69 | 31.69% | 1.6772 | 47.7557 | 31.69%
[5 empty] | 31.7 | 31.7% | 1.6775 | 47.7635 | 31.7%
[5 empty] | 31.71 | 31.71% | 1.6778 | 47.7713 | 31.71%
[5 empty] | 31.72 | 31.72% | 1.6781 | 47.7791 | 31.72%
[5 empty] | 31.73 | 31.73% | 1.6784 | 47.7868 | 31.73%
[5 empty] | 31.74 | 31.74% | 1.6787 | 47.7946 | 31.74%
[5 empty] | 31.75 | 31.75% | 1.679 | 47.8024 | 31.75%
[5 empty] | 31.76 | 31.76% | 1.6793 | 47.8102 | 31.76%
[5 empty] | 31.77 | 31.77% | 1.6796 | 47.8179 | 31.77%
[5 empty] | 31.78 | 31.78% | 1.6799 | 47.8257 | 31.78%
[5 empty] | 31.79 | 31.79% | 1.6802 | 47.8335 | 31.79%
[5 empty] | 31.8 | 31.8% | 1.6805 | 47.8412 | 31.8%
[5 empty] | 31.81 | 31.81% | 1.6808 | 47.849 | 31.81%
[5 empty] | 31.82 | 31.82% | 1.6811 | 47.8568 | 31.82%
[5 empty] | 31.83 | 31.83% | 1.6813 | 47.8646 | 31.83%
[5 empty] | 31.84 | 31.84% | 1.6816 | 47.8723 | 31.84%
[5 empty] | 31.85 | 31.85% | 1.6819 | 47.8801 | 31.85%
[5 empty] | 31.86 | 31.86% | 1.6822 | 47.8879 | 31.86%
[5 empty] | 31.87 | 31.87% | 1.6825 | 47.8956 | 31.87%
[5 empty] | 31.88 | 31.88% | 1.6828 | 47.9034 | 31.88%
[5 empty] | 31.89 | 31.89% | 1.6831 | 47.9112 | 31.89%
[5 empty] | 31.9 | 31.9% | 1.6834 | 47.919 | 31.9%
[5 empty] | 31.91 | 31.91% | 1.6837 | 47.9267 | 31.91%
[5 empty] | 31.92 | 31.92% | 1.684 | 47.9345 | 31.92%
[5 empty] | 31.93 | 31.93% | 1.6843 | 47.9423 | 31.93%
[5 empty] | 31.94 | 31.94% | 1.6846 | 47.95 | 31.94%
[5 empty] | 31.95 | 31.95% | 1.6849 | 47.9578 | 31.95%
[5 empty] | 31.96 | 31.96% | 1.6852 | 47.9656 | 31.96%
[5 empty] | 31.97 | 31.97% | 1.6855 | 47.9733 | 31.97%
[5 empty] | 31.98 | 31.98% | 1.6858 | 47.9811 | 31.98%
[5 empty] | 31.99 | 31.99% | 1.6861 | 47.9889 | 31.99%
[5 empty] | 32 | 32% | 1.6864 | 47.9966 | 32%
[5 empty] | 32.01 | 32.01% | 1.6867 | 48.0044 | 32.01%
[5 empty] | 32.02 | 32.02% | 1.687 | 48.0122 | 32.02%
[5 empty] | 32.03 | 32.03% | 1.6873 | 48.0199 | 32.03%
[5 empty] | 32.04 | 32.04% | 1.6876 | 48.0277 | 32.04%
[5 empty] | 32.05 | 32.05% | 1.6879 | 48.0355 | 32.05%
[5 empty] | 32.06 | 32.06% | 1.6882 | 48.0432 | 32.06%
[5 empty] | 32.07 | 32.07% | 1.6885 | 48.051 | 32.07%
[5 empty] | 32.08 | 32.08% | 1.6888 | 48.0588 | 32.08%
[5 empty] | 32.09 | 32.09% | 1.6891 | 48.0665 | 32.09%
[5 empty] | 32.1 | 32.1% | 1.6894 | 48.0743 | 32.1%
[5 empty] | 32.11 | 32.11% | 1.6897 | 48.0821 | 32.11%
[5 empty] | 32.12 | 32.12% | 1.69 | 48.0898 | 32.12%
[5 empty] | 32.13 | 32.13% | 1.6903 | 48.0976 | 32.13%
[5 empty] | 32.14 | 32.14% | 1.6906 | 48.1054 | 32.14%
[5 empty] | 32.15 | 32.15% | 1.6909 | 48.1131 | 32.15%
[5 empty] | 32.16 | 32.16% | 1.6912 | 48.1209 | 32.16%
[5 empty] | 32.17 | 32.17% | 1.6915 | 48.1287 | 32.17%
[5 empty] | 32.18 | 32.18% | 1.6918 | 48.1364 | 32.18%
[5 empty] | 32.19 | 32.19% | 1.6921 | 48.1442 | 32.19%
[5 empty] | 32.2 | 32.2% | 1.6924 | 48.152 | 32.2%
[5 empty] | 32.21 | 32.21% | 1.6927 | 48.1597 | 32.21%
[5 empty] | 32.22 | 32.22% | 1.693 | 48.1675 | 32.22%
[5 empty] | 32.23 | 32.23% | 1.6933 | 48.1753 | 32.23%
[5 empty] | 32.24 | 32.24% | 1.6936 | 48.183 | 32.24%
[5 empty] | 32.25 | 32.25% | 1.694 | 48.1908 | 32.25%
[5 empty] | 32.26 | 32.26% | 1.6943 | 48.1985 | 32.26%
[5 empty] | 32.27 | 32.27% | 1.6946 | 48.2063 | 32.27%
[5 empty] | 32.28 | 32.28% | 1.6949 | 48.2141 | 32.28%
[5 empty] | 32.29 | 32.29% | 1.6952 | 48.2218 | 32.29%
[5 empty] | 32.3 | 32.3% | 1.6955 | 48.2296 | 32.3%
[5 empty] | 32.31 | 32.31% | 1.6958 | 48.2374 | 32.31%
[5 empty] | 32.32 | 32.32% | 1.6961 | 48.2451 | 32.32%
[5 empty] | 32.33 | 32.33% | 1.6964 | 48.2529 | 32.33%
[5 empty] | 32.34 | 32.34% | 1.6967 | 48.2606 | 32.34%
[5 empty] | 32.35 | 32.35% | 1.697 | 48.2684 | 32.35%
[5 empty] | 32.36 | 32.36% | 1.6973 | 48.2762 | 32.36%
[5 empty] | 32.37 | 32.37% | 1.6976 | 48.2839 | 32.37%
[5 empty] | 32.38 | 32.38% | 1.6979 | 48.2917 | 32.38%
[5 empty] | 32.39 | 32.39% | 1.6982 | 48.2995 | 32.39%
[5 empty] | 32.4 | 32.4% | 1.6985 | 48.3072 | 32.4%
[5 empty] | 32.41 | 32.41% | 1.6988 | 48.315 | 32.41%
[5 empty] | 32.42 | 32.42% | 1.6991 | 48.3227 | 32.42%
[5 empty] | 32.43 | 32.43% | 1.6994 | 48.3305 | 32.43%
[5 empty] | 32.44 | 32.44% | 1.6997 | 48.3383 | 32.44%
[5 empty] | 32.45 | 32.45% | 1.7 | 48.346 | 32.45%
[5 empty] | 32.46 | 32.46% | 1.7003 | 48.3538 | 32.46%
[5 empty] | 32.47 | 32.47% | 1.7006 | 48.3615 | 32.47%
[5 empty] | 32.48 | 32.48% | 1.7009 | 48.3693 | 32.48%
[5 empty] | 32.49 | 32.49% | 1.7012 | 48.3771 | 32.49%
[5 empty] | 32.5 | 32.5% | 1.7015 | 48.3848 | 32.5%
[5 empty] | 32.51 | 32.51% | 1.7018 | 48.3926 | 32.51%
[5 empty] | 32.52 | 32.52% | 1.7021 | 48.4003 | 32.52%
[5 empty] | 32.53 | 32.53% | 1.7024 | 48.4081 | 32.53%
[5 empty] | 32.54 | 32.54% | 1.7027 | 48.4158 | 32.54%
[5 empty] | 32.55 | 32.55% | 1.703 | 48.4236 | 32.55%
[5 empty] | 32.56 | 32.56% | 1.7033 | 48.4314 | 32.56%
[5 empty] | 32.57 | 32.57% | 1.7036 | 48.4391 | 32.57%
[5 empty] | 32.58 | 32.58% | 1.7039 | 48.4469 | 32.58%
[5 empty] | 32.59 | 32.59% | 1.7042 | 48.4546 | 32.59%
[5 empty] | 32.6 | 32.6% | 1.7045 | 48.4624 | 32.6%
[5 empty] | 32.61 | 32.61% | 1.7048 | 48.4702 | 32.61%
[5 empty] | 32.62 | 32.62% | 1.7051 | 48.4779 | 32.62%
[5 empty] | 32.63 | 32.63% | 1.7054 | 48.4857 | 32.63%
[5 empty] | 32.64 | 32.64% | 1.7057 | 48.4934 | 32.64%
[5 empty] | 32.65 | 32.65% | 1.706 | 48.5012 | 32.65%
[5 empty] | 32.66 | 32.66% | 1.7064 | 48.5089 | 32.66%
[5 empty] | 32.67 | 32.67% | 1.7067 | 48.5167 | 32.67%
[5 empty] | 32.68 | 32.68% | 1.707 | 48.5245 | 32.68%
[5 empty] | 32.69 | 32.69% | 1.7073 | 48.5322 | 32.69%
[5 empty] | 32.7 | 32.7% | 1.7076 | 48.54 | 32.7%
[5 empty] | 32.71 | 32.71% | 1.7079 | 48.5477 | 32.71%
[5 empty] | 32.72 | 32.72% | 1.7082 | 48.5555 | 32.72%
[5 empty] | 32.73 | 32.73% | 1.7085 | 48.5632 | 32.73%
[5 empty] | 32.74 | 32.74% | 1.7088 | 48.571 | 32.74%
[5 empty] | 32.75 | 32.75% | 1.7091 | 48.5787 | 32.75%
[5 empty] | 32.76 | 32.76% | 1.7094 | 48.5865 | 32.76%
[5 empty] | 32.77 | 32.77% | 1.7097 | 48.5943 | 32.77%
[5 empty] | 32.78 | 32.78% | 1.71 | 48.602 | 32.78%
[5 empty] | 32.79 | 32.79% | 1.7103 | 48.6098 | 32.79%
[5 empty] | 32.8 | 32.8% | 1.7106 | 48.6175 | 32.8%
[5 empty] | 32.81 | 32.81% | 1.7109 | 48.6253 | 32.81%
[5 empty] | 32.82 | 32.82% | 1.7112 | 48.633 | 32.82%
[5 empty] | 32.83 | 32.83% | 1.7115 | 48.6408 | 32.83%
[5 empty] | 32.84 | 32.84% | 1.7118 | 48.6485 | 32.84%
[5 empty] | 32.85 | 32.85% | 1.7121 | 48.6563 | 32.85%
[5 empty] | 32.86 | 32.86% | 1.7124 | 48.664 | 32.86%
[5 empty] | 32.87 | 32.87% | 1.7127 | 48.6718 | 32.87%
[5 empty] | 32.88 | 32.88% | 1.713 | 48.6796 | 32.88%
[5 empty] | 32.89 | 32.89% | 1.7133 | 48.6873 | 32.89%
[5 empty] | 32.9 | 32.9% | 1.7137 | 48.6951 | 32.9%
[5 empty] | 32.91 | 32.91% | 1.714 | 48.7028 | 32.91%
[5 empty] | 32.92 | 32.92% | 1.7143 | 48.7106 | 32.92%
[5 empty] | 32.93 | 32.93% | 1.7146 | 48.7183 | 32.93%
[5 empty] | 32.94 | 32.94% | 1.7149 | 48.7261 | 32.94%
[5 empty] | 32.95 | 32.95% | 1.7152 | 48.7338 | 32.95%
[5 empty] | 32.96 | 32.96% | 1.7155 | 48.7416 | 32.96%
[5 empty] | 32.97 | 32.97% | 1.7158 | 48.7493 | 32.97%
[5 empty] | 32.98 | 32.98% | 1.7161 | 48.7571 | 32.98%
[5 empty] | 32.99 | 32.99% | 1.7164 | 48.7648 | 32.99%
[5 empty] | 33 | 33% | 1.7167 | 48.7726 | 33%
[5 empty] | 33.01 | 33.01% | 1.717 | 48.7803 | 33.01%
[5 empty] | 33.02 | 33.02% | 1.7173 | 48.7881 | 33.02%
[5 empty] | 33.03 | 33.03% | 1.7176 | 48.7958 | 33.03%
[5 empty] | 33.04 | 33.04% | 1.7179 | 48.8036 | 33.04%
[5 empty] | 33.05 | 33.05% | 1.7182 | 48.8114 | 33.05%
[5 empty] | 33.06 | 33.06% | 1.7185 | 48.8191 | 33.06%
[5 empty] | 33.07 | 33.07% | 1.7188 | 48.8269 | 33.07%
[5 empty] | 33.08 | 33.08% | 1.7191 | 48.8346 | 33.08%
[5 empty] | 33.09 | 33.09% | 1.7195 | 48.8424 | 33.09%
[5 empty] | 33.1 | 33.1% | 1.7198 | 48.8501 | 33.1%
[5 empty] | 33.11 | 33.11% | 1.7201 | 48.8579 | 33.11%
[5 empty] | 33.12 | 33.12% | 1.7204 | 48.8656 | 33.12%
[5 empty] | 33.13 | 33.13% | 1.7207 | 48.8734 | 33.13%
[5 empty] | 33.14 | 33.14% | 1.721 | 48.8811 | 33.14%
[5 empty] | 33.15 | 33.15% | 1.7213 | 48.8889 | 33.15%
[5 empty] | 33.16 | 33.16% | 1.7216 | 48.8966 | 33.16%
[5 empty] | 33.17 | 33.17% | 1.7219 | 48.9044 | 33.17%
[5 empty] | 33.18 | 33.18% | 1.7222 | 48.9121 | 33.18%
[5 empty] | 33.19 | 33.19% | 1.7225 | 48.9199 | 33.19%
[5 empty] | 33.2 | 33.2% | 1.7228 | 48.9276 | 33.2%
[5 empty] | 33.21 | 33.21% | 1.7231 | 48.9354 | 33.21%
[5 empty] | 33.22 | 33.22% | 1.7234 | 48.9431 | 33.22%
[5 empty] | 33.23 | 33.23% | 1.7237 | 48.9509 | 33.23%
[5 empty] | 33.24 | 33.24% | 1.724 | 48.9586 | 33.24%
[5 empty] | 33.25 | 33.25% | 1.7243 | 48.9664 | 33.25%
[5 empty] | 33.26 | 33.26% | 1.7247 | 48.9741 | 33.26%
[5 empty] | 33.27 | 33.27% | 1.725 | 48.9819 | 33.27%
[5 empty] | 33.28 | 33.28% | 1.7253 | 48.9896 | 33.28%
[5 empty] | 33.29 | 33.29% | 1.7256 | 48.9974 | 33.29%
[5 empty] | 33.3 | 33.3% | 1.7259 | 49.0051 | 33.3%
[5 empty] | 33.31 | 33.31% | 1.7262 | 49.0129 | 33.31%
[5 empty] | 33.32 | 33.32% | 1.7265 | 49.0206 | 33.32%
[5 empty] | 33.33 | 33.33% | 1.7268 | 49.0284 | 33.33%
[5 empty] | 33.34 | 33.34% | 1.7271 | 49.0361 | 33.34%
[5 empty] | 33.35 | 33.35% | 1.7274 | 49.0439 | 33.35%
[5 empty] | 33.36 | 33.36% | 1.7277 | 49.0516 | 33.36%
[5 empty] | 33.37 | 33.37% | 1.728 | 49.0594 | 33.37%
[5 empty] | 33.38 | 33.38% | 1.7283 | 49.0671 | 33.38%
[5 empty] | 33.39 | 33.39% | 1.7286 | 49.0749 | 33.39%
[5 empty] | 33.4 | 33.4% | 1.729 | 49.0826 | 33.4%
[5 empty] | 33.41 | 33.41% | 1.7293 | 49.0904 | 33.41%
[5 empty] | 33.42 | 33.42% | 1.7296 | 49.0981 | 33.42%
[5 empty] | 33.43 | 33.43% | 1.7299 | 49.1058 | 33.43%
[5 empty] | 33.44 | 33.44% | 1.7302 | 49.1136 | 33.44%
[5 empty] | 33.45 | 33.45% | 1.7305 | 49.1213 | 33.45%
[5 empty] | 33.46 | 33.46% | 1.7308 | 49.1291 | 33.46%
[5 empty] | 33.47 | 33.47% | 1.7311 | 49.1368 | 33.47%
[5 empty] | 33.48 | 33.48% | 1.7314 | 49.1446 | 33.48%
[5 empty] | 33.49 | 33.49% | 1.7317 | 49.1523 | 33.49%
[5 empty] | 33.5 | 33.5% | 1.732 | 49.1601 | 33.5%
[5 empty] | 33.51 | 33.51% | 1.7323 | 49.1678 | 33.51%
[5 empty] | 33.52 | 33.52% | 1.7326 | 49.1756 | 33.52%
[5 empty] | 33.53 | 33.53% | 1.733 | 49.1833 | 33.53%
[5 empty] | 33.54 | 33.54% | 1.7333 | 49.1911 | 33.54%
[5 empty] | 33.55 | 33.55% | 1.7336 | 49.1988 | 33.55%
[5 empty] | 33.56 | 33.56% | 1.7339 | 49.2066 | 33.56%
[5 empty] | 33.57 | 33.57% | 1.7342 | 49.2143 | 33.57%
[5 empty] | 33.58 | 33.58% | 1.7345 | 49.2221 | 33.58%
[5 empty] | 33.59 | 33.59% | 1.7348 | 49.2298 | 33.59%
[5 empty] | 33.6 | 33.6% | 1.7351 | 49.2376 | 33.6%
[5 empty] | 33.61 | 33.61% | 1.7354 | 49.2453 | 33.61%
[5 empty] | 33.62 | 33.62% | 1.7357 | 49.2531 | 33.62%
[5 empty] | 33.63 | 33.63% | 1.736 | 49.2608 | 33.63%
[5 empty] | 33.64 | 33.64% | 1.7363 | 49.2685 | 33.64%
[5 empty] | 33.65 | 33.65% | 1.7366 | 49.2763 | 33.65%
[5 empty] | 33.66 | 33.66% | 1.737 | 49.284 | 33.66%
[5 empty] | 33.67 | 33.67% | 1.7373 | 49.2918 | 33.67%
[5 empty] | 33.68 | 33.68% | 1.7376 | 49.2995 | 33.68%
[5 empty] | 33.69 | 33.69% | 1.7379 | 49.3073 | 33.69%
[5 empty] | 33.7 | 33.7% | 1.7382 | 49.315 | 33.7%
[5 empty] | 33.71 | 33.71% | 1.7385 | 49.3228 | 33.71%
[5 empty] | 33.72 | 33.72% | 1.7388 | 49.3305 | 33.72%
[5 empty] | 33.73 | 33.73% | 1.7391 | 49.3383 | 33.73%
[5 empty] | 33.74 | 33.74% | 1.7394 | 49.346 | 33.74%
[5 empty] | 33.75 | 33.75% | 1.7397 | 49.3538 | 33.75%
[5 empty] | 33.76 | 33.76% | 1.74 | 49.3615 | 33.76%
[5 empty] | 33.77 | 33.77% | 1.7403 | 49.3693 | 33.77%
[5 empty] | 33.78 | 33.78% | 1.7407 | 49.377 | 33.78%
[5 empty] | 33.79 | 33.79% | 1.741 | 49.3847 | 33.79%
[5 empty] | 33.8 | 33.8% | 1.7413 | 49.3925 | 33.8%
[5 empty] | 33.81 | 33.81% | 1.7416 | 49.4002 | 33.81%
[5 empty] | 33.82 | 33.82% | 1.7419 | 49.408 | 33.82%
[5 empty] | 33.83 | 33.83% | 1.7422 | 49.4157 | 33.83%
[5 empty] | 33.84 | 33.84% | 1.7425 | 49.4235 | 33.84%
[5 empty] | 33.85 | 33.85% | 1.7428 | 49.4312 | 33.85%
[5 empty] | 33.86 | 33.86% | 1.7431 | 49.439 | 33.86%
[5 empty] | 33.87 | 33.87% | 1.7434 | 49.4467 | 33.87%
[5 empty] | 33.88 | 33.88% | 1.7437 | 49.4545 | 33.88%
[5 empty] | 33.89 | 33.89% | 1.7441 | 49.4622 | 33.89%
[5 empty] | 33.9 | 33.9% | 1.7444 | 49.4699 | 33.9%
[5 empty] | 33.91 | 33.91% | 1.7447 | 49.4777 | 33.91%
[5 empty] | 33.92 | 33.92% | 1.745 | 49.4854 | 33.92%
[5 empty] | 33.93 | 33.93% | 1.7453 | 49.4932 | 33.93%
[5 empty] | 33.94 | 33.94% | 1.7456 | 49.5009 | 33.94%
[5 empty] | 33.95 | 33.95% | 1.7459 | 49.5087 | 33.95%
[5 empty] | 33.96 | 33.96% | 1.7462 | 49.5164 | 33.96%
[5 empty] | 33.97 | 33.97% | 1.7465 | 49.5242 | 33.97%
[5 empty] | 33.98 | 33.98% | 1.7468 | 49.5319 | 33.98%
[5 empty] | 33.99 | 33.99% | 1.7472 | 49.5397 | 33.99%
[5 empty] | 34 | 34% | 1.7475 | 49.5474 | 34%
[5 empty] | 34.01 | 34.01% | 1.7478 | 49.5552 | 34.01%
[5 empty] | 34.02 | 34.02% | 1.7481 | 49.5629 | 34.02%
[5 empty] | 34.03 | 34.03% | 1.7484 | 49.5706 | 34.03%
[5 empty] | 34.04 | 34.04% | 1.7487 | 49.5784 | 34.04%
[5 empty] | 34.05 | 34.05% | 1.749 | 49.5861 | 34.05%
[5 empty] | 34.06 | 34.06% | 1.7493 | 49.5939 | 34.06%
[5 empty] | 34.07 | 34.07% | 1.7496 | 49.6016 | 34.07%
[5 empty] | 34.08 | 34.08% | 1.7499 | 49.6094 | 34.08%
[5 empty] | 34.09 | 34.09% | 1.7502 | 49.6171 | 34.09%
[5 empty] | 34.1 | 34.1% | 1.7506 | 49.6249 | 34.1%
[5 empty] | 34.11 | 34.11% | 1.7509 | 49.6326 | 34.11%
[5 empty] | 34.12 | 34.12% | 1.7512 | 49.6403 | 34.12%
[5 empty] | 34.13 | 34.13% | 1.7515 | 49.6481 | 34.13%
[5 empty] | 34.14 | 34.14% | 1.7518 | 49.6558 | 34.14%
[5 empty] | 34.15 | 34.15% | 1.7521 | 49.6636 | 34.15%
[5 empty] | 34.16 | 34.16% | 1.7524 | 49.6713 | 34.16%
[5 empty] | 34.17 | 34.17% | 1.7527 | 49.6791 | 34.17%
[5 empty] | 34.18 | 34.18% | 1.753 | 49.6868 | 34.18%
[5 empty] | 34.19 | 34.19% | 1.7534 | 49.6946 | 34.19%
[5 empty] | 34.2 | 34.2% | 1.7537 | 49.7023 | 34.2%
[5 empty] | 34.21 | 34.21% | 1.754 | 49.7101 | 34.21%
[5 empty] | 34.22 | 34.22% | 1.7543 | 49.7178 | 34.22%
[5 empty] | 34.23 | 34.23% | 1.7546 | 49.7255 | 34.23%
[5 empty] | 34.24 | 34.24% | 1.7549 | 49.7333 | 34.24%
[5 empty] | 34.25 | 34.25% | 1.7552 | 49.741 | 34.25%
[5 empty] | 34.26 | 34.26% | 1.7555 | 49.7488 | 34.26%
[5 empty] | 34.27 | 34.27% | 1.7558 | 49.7565 | 34.27%
[5 empty] | 34.28 | 34.28% | 1.7561 | 49.7643 | 34.28%
[5 empty] | 34.29 | 34.29% | 1.7565 | 49.772 | 34.29%
[5 empty] | 34.3 | 34.3% | 1.7568 | 49.7798 | 34.3%
[5 empty] | 34.31 | 34.31% | 1.7571 | 49.7875 | 34.31%
[5 empty] | 34.32 | 34.32% | 1.7574 | 49.7953 | 34.32%
[5 empty] | 34.33 | 34.33% | 1.7577 | 49.803 | 34.33%
[5 empty] | 34.34 | 34.34% | 1.758 | 49.8107 | 34.34%
[5 empty] | 34.35 | 34.35% | 1.7583 | 49.8185 | 34.35%
[5 empty] | 34.36 | 34.36% | 1.7586 | 49.8262 | 34.36%
[5 empty] | 34.37 | 34.37% | 1.7589 | 49.834 | 34.37%
[5 empty] | 34.38 | 34.38% | 1.7593 | 49.8417 | 34.38%
[5 empty] | 34.39 | 34.39% | 1.7596 | 49.8495 | 34.39%
[5 empty] | 34.4 | 34.4% | 1.7599 | 49.8572 | 34.4%
[5 empty] | 34.41 | 34.41% | 1.7602 | 49.865 | 34.41%
[5 empty] | 34.42 | 34.42% | 1.7605 | 49.8727 | 34.42%
[5 empty] | 34.43 | 34.43% | 1.7608 | 49.8805 | 34.43%
[5 empty] | 34.44 | 34.44% | 1.7611 | 49.8882 | 34.44%
[5 empty] | 34.45 | 34.45% | 1.7614 | 49.8959 | 34.45%
[5 empty] | 34.46 | 34.46% | 1.7617 | 49.9037 | 34.46%
[5 empty] | 34.47 | 34.47% | 1.7621 | 49.9114 | 34.47%
[5 empty] | 34.48 | 34.48% | 1.7624 | 49.9192 | 34.48%
[5 empty] | 34.49 | 34.49% | 1.7627 | 49.9269 | 34.49%
[5 empty] | 34.5 | 34.5% | 1.763 | 49.9347 | 34.5%
[5 empty] | 34.51 | 34.51% | 1.7633 | 49.9424 | 34.51%
[5 empty] | 34.52 | 34.52% | 1.7636 | 49.9502 | 34.52%
[5 empty] | 34.53 | 34.53% | 1.7639 | 49.9579 | 34.53%
[5 empty] | 34.54 | 34.54% | 1.7642 | 49.9657 | 34.54%
[5 empty] | 34.55 | 34.55% | 1.7645 | 49.9734 | 34.55%
[5 empty] | 34.56 | 34.56% | 1.7649 | 49.9811 | 34.56%
[5 empty] | 34.57 | 34.57% | 1.7652 | 49.9889 | 34.57%
[5 empty] | 34.58 | 34.58% | 1.7655 | 49.9966 | 34.58%
[5 empty] | 34.59 | 34.59% | 1.7658 | 50.0044 | 34.59%
[5 empty] | 34.6 | 34.6% | 1.7661 | 50.0121 | 34.6%
[5 empty] | 34.61 | 34.61% | 1.7664 | 50.0199 | 34.61%
[5 empty] | 34.62 | 34.62% | 1.7667 | 50.0276 | 34.62%
[5 empty] | 34.63 | 34.63% | 1.767 | 50.0354 | 34.63%
[5 empty] | 34.64 | 34.64% | 1.7673 | 50.0431 | 34.64%
[5 empty] | 34.65 | 34.65% | 1.7677 | 50.0509 | 34.65%
[5 empty] | 34.66 | 34.66% | 1.768 | 50.0586 | 34.66%
[5 empty] | 34.67 | 34.67% | 1.7683 | 50.0664 | 34.67%
[5 empty] | 34.68 | 34.68% | 1.7686 | 50.0741 | 34.68%
[5 empty] | 34.69 | 34.69% | 1.7689 | 50.0819 | 34.69%
[5 empty] | 34.7 | 34.7% | 1.7692 | 50.0896 | 34.7%
[5 empty] | 34.71 | 34.71% | 1.7695 | 50.0973 | 34.71%
[5 empty] | 34.72 | 34.72% | 1.7698 | 50.1051 | 34.72%
[5 empty] | 34.73 | 34.73% | 1.7702 | 50.1128 | 34.73%
[5 empty] | 34.74 | 34.74% | 1.7705 | 50.1206 | 34.74%
[5 empty] | 34.75 | 34.75% | 1.7708 | 50.1283 | 34.75%
[5 empty] | 34.76 | 34.76% | 1.7711 | 50.1361 | 34.76%
[5 empty] | 34.77 | 34.77% | 1.7714 | 50.1438 | 34.77%
[5 empty] | 34.78 | 34.78% | 1.7717 | 50.1516 | 34.78%
[5 empty] | 34.79 | 34.79% | 1.772 | 50.1593 | 34.79%
[5 empty] | 34.8 | 34.8% | 1.7723 | 50.1671 | 34.8%
[5 empty] | 34.81 | 34.81% | 1.7727 | 50.1748 | 34.81%
[5 empty] | 34.82 | 34.82% | 1.773 | 50.1826 | 34.82%
[5 empty] | 34.83 | 34.83% | 1.7733 | 50.1903 | 34.83%
[5 empty] | 34.84 | 34.84% | 1.7736 | 50.1981 | 34.84%
[5 empty] | 34.85 | 34.85% | 1.7739 | 50.2058 | 34.85%
[5 empty] | 34.86 | 34.86% | 1.7742 | 50.2136 | 34.86%
[5 empty] | 34.87 | 34.87% | 1.7745 | 50.2213 | 34.87%
[5 empty] | 34.88 | 34.88% | 1.7748 | 50.229 | 34.88%
[5 empty] | 34.89 | 34.89% | 1.7752 | 50.2368 | 34.89%
[5 empty] | 34.9 | 34.9% | 1.7755 | 50.2445 | 34.9%
[5 empty] | 34.91 | 34.91% | 1.7758 | 50.2523 | 34.91%
[5 empty] | 34.92 | 34.92% | 1.7761 | 50.26 | 34.92%
[5 empty] | 34.93 | 34.93% | 1.7764 | 50.2678 | 34.93%
[5 empty] | 34.94 | 34.94% | 1.7767 | 50.2755 | 34.94%
[5 empty] | 34.95 | 34.95% | 1.777 | 50.2833 | 34.95%
[5 empty] | 34.96 | 34.96% | 1.7773 | 50.291 | 34.96%
[5 empty] | 34.97 | 34.97% | 1.7777 | 50.2988 | 34.97%
[5 empty] | 34.98 | 34.98% | 1.778 | 50.3065 | 34.98%
[5 empty] | 34.99 | 34.99% | 1.7783 | 50.3143 | 34.99%
[5 empty] | 35 | 35% | 1.7786 | 50.322 | 35%
[5 empty] | 35.01 | 35.01% | 1.7789 | 50.3298 | 35.01%
[5 empty] | 35.02 | 35.02% | 1.7792 | 50.3375 | 35.02%
[5 empty] | 35.03 | 35.03% | 1.7795 | 50.3453 | 35.03%
[5 empty] | 35.04 | 35.04% | 1.7798 | 50.353 | 35.04%
[5 empty] | 35.05 | 35.05% | 1.7802 | 50.3608 | 35.05%
[5 empty] | 35.06 | 35.06% | 1.7805 | 50.3685 | 35.06%
[5 empty] | 35.07 | 35.07% | 1.7808 | 50.3763 | 35.07%
[5 empty] | 35.08 | 35.08% | 1.7811 | 50.384 | 35.08%
[5 empty] | 35.09 | 35.09% | 1.7814 | 50.3918 | 35.09%
[5 empty] | 35.1 | 35.1% | 1.7817 | 50.3995 | 35.1%
[5 empty] | 35.11 | 35.11% | 1.782 | 50.4073 | 35.11%
[5 empty] | 35.12 | 35.12% | 1.7823 | 50.415 | 35.12%
[5 empty] | 35.13 | 35.13% | 1.7827 | 50.4228 | 35.13%
[5 empty] | 35.14 | 35.14% | 1.783 | 50.4305 | 35.14%
[5 empty] | 35.15 | 35.15% | 1.7833 | 50.4383 | 35.15%
[5 empty] | 35.16 | 35.16% | 1.7836 | 50.446 | 35.16%
[5 empty] | 35.17 | 35.17% | 1.7839 | 50.4538 | 35.17%
[5 empty] | 35.18 | 35.18% | 1.7842 | 50.4615 | 35.18%
[5 empty] | 35.19 | 35.19% | 1.7845 | 50.4693 | 35.19%
[5 empty] | 35.2 | 35.2% | 1.7849 | 50.477 | 35.2%
[5 empty] | 35.21 | 35.21% | 1.7852 | 50.4848 | 35.21%
[5 empty] | 35.22 | 35.22% | 1.7855 | 50.4925 | 35.22%
[5 empty] | 35.23 | 35.23% | 1.7858 | 50.5003 | 35.23%
[5 empty] | 35.24 | 35.24% | 1.7861 | 50.508 | 35.24%
[5 empty] | 35.25 | 35.25% | 1.7864 | 50.5158 | 35.25%
[5 empty] | 35.26 | 35.26% | 1.7867 | 50.5235 | 35.26%
[5 empty] | 35.27 | 35.27% | 1.787 | 50.5313 | 35.27%
[5 empty] | 35.28 | 35.28% | 1.7874 | 50.539 | 35.28%
[5 empty] | 35.29 | 35.29% | 1.7877 | 50.5468 | 35.29%
[5 empty] | 35.3 | 35.3% | 1.788 | 50.5545 | 35.3%
[5 empty] | 35.31 | 35.31% | 1.7883 | 50.5623 | 35.31%
[5 empty] | 35.32 | 35.32% | 1.7886 | 50.57 | 35.32%
[5 empty] | 35.33 | 35.33% | 1.7889 | 50.5778 | 35.33%
[5 empty] | 35.34 | 35.34% | 1.7892 | 50.5855 | 35.34%
[5 empty] | 35.35 | 35.35% | 1.7896 | 50.5933 | 35.35%
[5 empty] | 35.36 | 35.36% | 1.7899 | 50.601 | 35.36%
[5 empty] | 35.37 | 35.37% | 1.7902 | 50.6088 | 35.37%
[5 empty] | 35.38 | 35.38% | 1.7905 | 50.6166 | 35.38%
[5 empty] | 35.39 | 35.39% | 1.7908 | 50.6243 | 35.39%
[5 empty] | 35.4 | 35.4% | 1.7911 | 50.6321 | 35.4%
[5 empty] | 35.41 | 35.41% | 1.7914 | 50.6398 | 35.41%
[5 empty] | 35.42 | 35.42% | 1.7917 | 50.6476 | 35.42%
[5 empty] | 35.43 | 35.43% | 1.7921 | 50.6553 | 35.43%
[5 empty] | 35.44 | 35.44% | 1.7924 | 50.6631 | 35.44%
[5 empty] | 35.45 | 35.45% | 1.7927 | 50.6708 | 35.45%
[5 empty] | 35.46 | 35.46% | 1.793 | 50.6786 | 35.46%
[5 empty] | 35.47 | 35.47% | 1.7933 | 50.6863 | 35.47%
[5 empty] | 35.48 | 35.48% | 1.7936 | 50.6941 | 35.48%
[5 empty] | 35.49 | 35.49% | 1.7939 | 50.7018 | 35.49%
[5 empty] | 35.5 | 35.5% | 1.7943 | 50.7096 | 35.5%
[5 empty] | 35.51 | 35.51% | 1.7946 | 50.7174 | 35.51%
[5 empty] | 35.52 | 35.52% | 1.7949 | 50.7251 | 35.52%
[5 empty] | 35.53 | 35.53% | 1.7952 | 50.7329 | 35.53%
[5 empty] | 35.54 | 35.54% | 1.7955 | 50.7406 | 35.54%
[5 empty] | 35.55 | 35.55% | 1.7958 | 50.7484 | 35.55%
[5 empty] | 35.56 | 35.56% | 1.7961 | 50.7561 | 35.56%
[5 empty] | 35.57 | 35.57% | 1.7965 | 50.7639 | 35.57%
[5 empty] | 35.58 | 35.58% | 1.7968 | 50.7716 | 35.58%
[5 empty] | 35.59 | 35.59% | 1.7971 | 50.7794 | 35.59%
[5 empty] | 35.6 | 35.6% | 1.7974 | 50.7872 | 35.6%
[5 empty] | 35.61 | 35.61% | 1.7977 | 50.7949 | 35.61%
[5 empty] | 35.62 | 35.62% | 1.798 | 50.8027 | 35.62%
[5 empty] | 35.63 | 35.63% | 1.7983 | 50.8104 | 35.63%
[5 empty] | 35.64 | 35.64% | 1.7987 | 50.8182 | 35.64%
[5 empty] | 35.65 | 35.65% | 1.799 | 50.8259 | 35.65%
[5 empty] | 35.66 | 35.66% | 1.7993 | 50.8337 | 35.66%
[5 empty] | 35.67 | 35.67% | 1.7996 | 50.8415 | 35.67%
[5 empty] | 35.68 | 35.68% | 1.7999 | 50.8492 | 35.68%
[5 empty] | 35.69 | 35.69% | 1.8002 | 50.857 | 35.69%
[5 empty] | 35.7 | 35.7% | 1.8005 | 50.8647 | 35.7%
[5 empty] | 35.71 | 35.71% | 1.8009 | 50.8725 | 35.71%
[5 empty] | 35.72 | 35.72% | 1.8012 | 50.8802 | 35.72%
[5 empty] | 35.73 | 35.73% | 1.8015 | 50.888 | 35.73%
[5 empty] | 35.74 | 35.74% | 1.8018 | 50.8958 | 35.74%
[5 empty] | 35.75 | 35.75% | 1.8021 | 50.9035 | 35.75%
[5 empty] | 35.76 | 35.76% | 1.8024 | 50.9113 | 35.76%
[5 empty] | 35.77 | 35.77% | 1.8027 | 50.919 | 35.77%
[5 empty] | 35.78 | 35.78% | 1.8031 | 50.9268 | 35.78%
[5 empty] | 35.79 | 35.79% | 1.8034 | 50.9346 | 35.79%
[5 empty] | 35.8 | 35.8% | 1.8037 | 50.9423 | 35.8%
[5 empty] | 35.81 | 35.81% | 1.804 | 50.9501 | 35.81%
[5 empty] | 35.82 | 35.82% | 1.8043 | 50.9578 | 35.82%
[5 empty] | 35.83 | 35.83% | 1.8046 | 50.9656 | 35.83%
[5 empty] | 35.84 | 35.84% | 1.8049 | 50.9734 | 35.84%
[5 empty] | 35.85 | 35.85% | 1.8053 | 50.9811 | 35.85%
[5 empty] | 35.86 | 35.86% | 1.8056 | 50.9889 | 35.86%
[5 empty] | 35.87 | 35.87% | 1.8059 | 50.9966 | 35.87%
[5 empty] | 35.88 | 35.88% | 1.8062 | 51.0044 | 35.88%
[5 empty] | 35.89 | 35.89% | 1.8065 | 51.0122 | 35.89%
[5 empty] | 35.9 | 35.9% | 1.8068 | 51.0199 | 35.9%
[5 empty] | 35.91 | 35.91% | 1.8071 | 51.0277 | 35.91%
[5 empty] | 35.92 | 35.92% | 1.8075 | 51.0354 | 35.92%
[5 empty] | 35.93 | 35.93% | 1.8078 | 51.0432 | 35.93%
[5 empty] | 35.94 | 35.94% | 1.8081 | 51.051 | 35.94%
[5 empty] | 35.95 | 35.95% | 1.8084 | 51.0587 | 35.95%
[5 empty] | 35.96 | 35.96% | 1.8087 | 51.0665 | 35.96%
[5 empty] | 35.97 | 35.97% | 1.809 | 51.0743 | 35.97%
[5 empty] | 35.98 | 35.98% | 1.8093 | 51.082 | 35.98%
[5 empty] | 35.99 | 35.99% | 1.8097 | 51.0898 | 35.99%
[5 empty] | 36 | 36% | 1.81 | 51.0976 | 36%
[5 empty] | 36.01 | 36.01% | 1.8103 | 51.1053 | 36.01%
[5 empty] | 36.02 | 36.02% | 1.8106 | 51.1131 | 36.02%
[5 empty] | 36.03 | 36.03% | 1.8109 | 51.1208 | 36.03%
[5 empty] | 36.04 | 36.04% | 1.8112 | 51.1286 | 36.04%
[5 empty] | 36.05 | 36.05% | 1.8115 | 51.1364 | 36.05%
[5 empty] | 36.06 | 36.06% | 1.8119 | 51.1441 | 36.06%
[5 empty] | 36.07 | 36.07% | 1.8122 | 51.1519 | 36.07%
[5 empty] | 36.08 | 36.08% | 1.8125 | 51.1597 | 36.08%
[5 empty] | 36.09 | 36.09% | 1.8128 | 51.1674 | 36.09%
[5 empty] | 36.1 | 36.1% | 1.8131 | 51.1752 | 36.1%
[5 empty] | 36.11 | 36.11% | 1.8134 | 51.183 | 36.11%
[5 empty] | 36.12 | 36.12% | 1.8137 | 51.1907 | 36.12%
[5 empty] | 36.13 | 36.13% | 1.8141 | 51.1985 | 36.13%
[5 empty] | 36.14 | 36.14% | 1.8144 | 51.2063 | 36.14%
[5 empty] | 36.15 | 36.15% | 1.8147 | 51.214 | 36.15%
[5 empty] | 36.16 | 36.16% | 1.815 | 51.2218 | 36.16%
[5 empty] | 36.17 | 36.17% | 1.8153 | 51.2296 | 36.17%
[5 empty] | 36.18 | 36.18% | 1.8156 | 51.2373 | 36.18%
[5 empty] | 36.19 | 36.19% | 1.816 | 51.2451 | 36.19%
[5 empty] | 36.2 | 36.2% | 1.8163 | 51.2529 | 36.2%
[5 empty] | 36.21 | 36.21% | 1.8166 | 51.2606 | 36.21%
[5 empty] | 36.22 | 36.22% | 1.8169 | 51.2684 | 36.22%
[5 empty] | 36.23 | 36.23% | 1.8172 | 51.2762 | 36.23%
[5 empty] | 36.24 | 36.24% | 1.8175 | 51.2839 | 36.24%
[5 empty] | 36.25 | 36.25% | 1.8178 | 51.2917 | 36.25%
[5 empty] | 36.26 | 36.26% | 1.8182 | 51.2995 | 36.26%
[5 empty] | 36.27 | 36.27% | 1.8185 | 51.3073 | 36.27%
[5 empty] | 36.28 | 36.28% | 1.8188 | 51.315 | 36.28%
[5 empty] | 36.29 | 36.29% | 1.8191 | 51.3228 | 36.29%
[5 empty] | 36.3 | 36.3% | 1.8194 | 51.3306 | 36.3%
[5 empty] | 36.31 | 36.31% | 1.8197 | 51.3383 | 36.31%
[5 empty] | 36.32 | 36.32% | 1.82 | 51.3461 | 36.32%
[5 empty] | 36.33 | 36.33% | 1.8204 | 51.3539 | 36.33%
[5 empty] | 36.34 | 36.34% | 1.8207 | 51.3617 | 36.34%
[5 empty] | 36.35 | 36.35% | 1.821 | 51.3694 | 36.35%
[5 empty] | 36.36 | 36.36% | 1.8213 | 51.3772 | 36.36%
[5 empty] | 36.37 | 36.37% | 1.8216 | 51.385 | 36.37%
[5 empty] | 36.38 | 36.38% | 1.8219 | 51.3927 | 36.38%
[5 empty] | 36.39 | 36.39% | 1.8223 | 51.4005 | 36.39%
[5 empty] | 36.4 | 36.4% | 1.8226 | 51.4083 | 36.4%
[5 empty] | 36.41 | 36.41% | 1.8229 | 51.4161 | 36.41%
[5 empty] | 36.42 | 36.42% | 1.8232 | 51.4238 | 36.42%
[5 empty] | 36.43 | 36.43% | 1.8235 | 51.4316 | 36.43%
[5 empty] | 36.44 | 36.44% | 1.8238 | 51.4394 | 36.44%
[5 empty] | 36.45 | 36.45% | 1.8241 | 51.4472 | 36.45%
[5 empty] | 36.46 | 36.46% | 1.8245 | 51.4549 | 36.46%
[5 empty] | 36.47 | 36.47% | 1.8248 | 51.4627 | 36.47%
[5 empty] | 36.48 | 36.48% | 1.8251 | 51.4705 | 36.48%
[5 empty] | 36.49 | 36.49% | 1.8254 | 51.4783 | 36.49%
[5 empty] | 36.5 | 36.5% | 1.8257 | 51.486 | 36.5%
[5 empty] | 36.51 | 36.51% | 1.826 | 51.4938 | 36.51%
[5 empty] | 36.52 | 36.52% | 1.8263 | 51.5016 | 36.52%
[5 empty] | 36.53 | 36.53% | 1.8267 | 51.5094 | 36.53%
[5 empty] | 36.54 | 36.54% | 1.827 | 51.5171 | 36.54%
[5 empty] | 36.55 | 36.55% | 1.8273 | 51.5249 | 36.55%
[5 empty] | 36.56 | 36.56% | 1.8276 | 51.5327 | 36.56%
[5 empty] | 36.57 | 36.57% | 1.8279 | 51.5405 | 36.57%
[5 empty] | 36.58 | 36.58% | 1.8282 | 51.5483 | 36.58%
[5 empty] | 36.59 | 36.59% | 1.8286 | 51.556 | 36.59%
[5 empty] | 36.6 | 36.6% | 1.8289 | 51.5638 | 36.6%
[5 empty] | 36.61 | 36.61% | 1.8292 | 51.5716 | 36.61%
[5 empty] | 36.62 | 36.62% | 1.8295 | 51.5794 | 36.62%
[5 empty] | 36.63 | 36.63% | 1.8298 | 51.5872 | 36.63%
[5 empty] | 36.64 | 36.64% | 1.8301 | 51.5949 | 36.64%
[5 empty] | 36.65 | 36.65% | 1.8304 | 51.6027 | 36.65%
[5 empty] | 36.66 | 36.66% | 1.8308 | 51.6105 | 36.66%
[5 empty] | 36.67 | 36.67% | 1.8311 | 51.6183 | 36.67%
[5 empty] | 36.68 | 36.68% | 1.8314 | 51.6261 | 36.68%
[5 empty] | 36.69 | 36.69% | 1.8317 | 51.6338 | 36.69%
[5 empty] | 36.7 | 36.7% | 1.832 | 51.6416 | 36.7%
[5 empty] | 36.71 | 36.71% | 1.8323 | 51.6494 | 36.71%
[5 empty] | 36.72 | 36.72% | 1.8326 | 51.6572 | 36.72%
[5 empty] | 36.73 | 36.73% | 1.833 | 51.665 | 36.73%
[5 empty] | 36.74 | 36.74% | 1.8333 | 51.6727 | 36.74%
[5 empty] | 36.75 | 36.75% | 1.8336 | 51.6805 | 36.75%
[5 empty] | 36.76 | 36.76% | 1.8339 | 51.6883 | 36.76%
[5 empty] | 36.77 | 36.77% | 1.8342 | 51.6961 | 36.77%
[5 empty] | 36.78 | 36.78% | 1.8345 | 51.7039 | 36.78%
[5 empty] | 36.79 | 36.79% | 1.8349 | 51.7117 | 36.79%
[5 empty] | 36.8 | 36.8% | 1.8352 | 51.7195 | 36.8%
[5 empty] | 36.81 | 36.81% | 1.8355 | 51.7272 | 36.81%
[5 empty] | 36.82 | 36.82% | 1.8358 | 51.735 | 36.82%
[5 empty] | 36.83 | 36.83% | 1.8361 | 51.7428 | 36.83%
[5 empty] | 36.84 | 36.84% | 1.8364 | 51.7506 | 36.84%
[5 empty] | 36.85 | 36.85% | 1.8367 | 51.7584 | 36.85%
[5 empty] | 36.86 | 36.86% | 1.8371 | 51.7662 | 36.86%
[5 empty] | 36.87 | 36.87% | 1.8374 | 51.774 | 36.87%
[5 empty] | 36.88 | 36.88% | 1.8377 | 51.7817 | 36.88%
[5 empty] | 36.89 | 36.89% | 1.838 | 51.7895 | 36.89%
[5 empty] | 36.9 | 36.9% | 1.8383 | 51.7973 | 36.9%
[5 empty] | 36.91 | 36.91% | 1.8386 | 51.8051 | 36.91%
[5 empty] | 36.92 | 36.92% | 1.839 | 51.8129 | 36.92%
[5 empty] | 36.93 | 36.93% | 1.8393 | 51.8207 | 36.93%
[5 empty] | 36.94 | 36.94% | 1.8396 | 51.8285 | 36.94%
[5 empty] | 36.95 | 36.95% | 1.8399 | 51.8363 | 36.95%
[5 empty] | 36.96 | 36.96% | 1.8402 | 51.8441 | 36.96%
[5 empty] | 36.97 | 36.97% | 1.8405 | 51.8519 | 36.97%
[5 empty] | 36.98 | 36.98% | 1.8408 | 51.8596 | 36.98%
[5 empty] | 36.99 | 36.99% | 1.8412 | 51.8674 | 36.99%
[5 empty] | 37 | 37% | 1.8415 | 51.8752 | 37%
[5 empty] | 37.01 | 37.01% | 1.8418 | 51.883 | 37.01%
[5 empty] | 37.02 | 37.02% | 1.8421 | 51.8908 | 37.02%
[5 empty] | 37.03 | 37.03% | 1.8424 | 51.8986 | 37.03%
[5 empty] | 37.04 | 37.04% | 1.8427 | 51.9064 | 37.04%
[5 empty] | 37.05 | 37.05% | 1.8431 | 51.9142 | 37.05%
[5 empty] | 37.06 | 37.06% | 1.8434 | 51.922 | 37.06%
[5 empty] | 37.07 | 37.07% | 1.8437 | 51.9298 | 37.07%
[5 empty] | 37.08 | 37.08% | 1.844 | 51.9376 | 37.08%
[5 empty] | 37.09 | 37.09% | 1.8443 | 51.9454 | 37.09%
[5 empty] | 37.1 | 37.1% | 1.8446 | 51.9532 | 37.1%
[5 empty] | 37.11 | 37.11% | 1.8449 | 51.961 | 37.11%
[5 empty] | 37.12 | 37.12% | 1.8453 | 51.9688 | 37.12%
[5 empty] | 37.13 | 37.13% | 1.8456 | 51.9766 | 37.13%
[5 empty] | 37.14 | 37.14% | 1.8459 | 51.9844 | 37.14%
[5 empty] | 37.15 | 37.15% | 1.8462 | 51.9921 | 37.15%
[5 empty] | 37.16 | 37.16% | 1.8465 | 51.9999 | 37.16%
[5 empty] | 37.17 | 37.17% | 1.8468 | 52.0077 | 37.17%
[5 empty] | 37.18 | 37.18% | 1.8472 | 52.0155 | 37.18%
[5 empty] | 37.19 | 37.19% | 1.8475 | 52.0233 | 37.19%
[5 empty] | 37.2 | 37.2% | 1.8478 | 52.0311 | 37.2%
[5 empty] | 37.21 | 37.21% | 1.8481 | 52.0389 | 37.21%
[5 empty] | 37.22 | 37.22% | 1.8484 | 52.0467 | 37.22%
[5 empty] | 37.23 | 37.23% | 1.8487 | 52.0545 | 37.23%
[5 empty] | 37.24 | 37.24% | 1.849 | 52.0623 | 37.24%
[5 empty] | 37.25 | 37.25% | 1.8494 | 52.0701 | 37.25%
[5 empty] | 37.26 | 37.26% | 1.8497 | 52.0779 | 37.26%
[5 empty] | 37.27 | 37.27% | 1.85 | 52.0857 | 37.27%
[5 empty] | 37.28 | 37.28% | 1.8503 | 52.0935 | 37.28%
[5 empty] | 37.29 | 37.29% | 1.8506 | 52.1013 | 37.29%
[5 empty] | 37.3 | 37.3% | 1.8509 | 52.1092 | 37.3%
[5 empty] | 37.31 | 37.31% | 1.8512 | 52.117 | 37.31%
[5 empty] | 37.32 | 37.32% | 1.8516 | 52.1248 | 37.32%
[5 empty] | 37.33 | 37.33% | 1.8519 | 52.1326 | 37.33%
[5 empty] | 37.34 | 37.34% | 1.8522 | 52.1404 | 37.34%
[5 empty] | 37.35 | 37.35% | 1.8525 | 52.1482 | 37.35%
[5 empty] | 37.36 | 37.36% | 1.8528 | 52.156 | 37.36%
[5 empty] | 37.37 | 37.37% | 1.8531 | 52.1638 | 37.37%
[5 empty] | 37.38 | 37.38% | 1.8535 | 52.1716 | 37.38%
[5 empty] | 37.39 | 37.39% | 1.8538 | 52.1794 | 37.39%
[5 empty] | 37.4 | 37.4% | 1.8541 | 52.1872 | 37.4%
[5 empty] | 37.41 | 37.41% | 1.8544 | 52.195 | 37.41%
[5 empty] | 37.42 | 37.42% | 1.8547 | 52.2028 | 37.42%
[5 empty] | 37.43 | 37.43% | 1.855 | 52.2106 | 37.43%
[5 empty] | 37.44 | 37.44% | 1.8553 | 52.2184 | 37.44%
[5 empty] | 37.45 | 37.45% | 1.8557 | 52.2262 | 37.45%
[5 empty] | 37.46 | 37.46% | 1.856 | 52.2341 | 37.46%
[5 empty] | 37.47 | 37.47% | 1.8563 | 52.2419 | 37.47%
[5 empty] | 37.48 | 37.48% | 1.8566 | 52.2497 | 37.48%
[5 empty] | 37.49 | 37.49% | 1.8569 | 52.2575 | 37.49%
[5 empty] | 37.5 | 37.5% | 1.8572 | 52.2653 | 37.5%
[5 empty] | 37.51 | 37.51% | 1.8576 | 52.2731 | 37.51%
[5 empty] | 37.52 | 37.52% | 1.8579 | 52.2809 | 37.52%
[5 empty] | 37.53 | 37.53% | 1.8582 | 52.2887 | 37.53%
[5 empty] | 37.54 | 37.54% | 1.8585 | 52.2965 | 37.54%
[5 empty] | 37.55 | 37.55% | 1.8588 | 52.3044 | 37.55%
[5 empty] | 37.56 | 37.56% | 1.8591 | 52.3122 | 37.56%
[5 empty] | 37.57 | 37.57% | 1.8594 | 52.32 | 37.57%
[5 empty] | 37.58 | 37.58% | 1.8598 | 52.3278 | 37.58%
[5 empty] | 37.59 | 37.59% | 1.8601 | 52.3356 | 37.59%
[5 empty] | 37.6 | 37.6% | 1.8604 | 52.3434 | 37.6%
[5 empty] | 37.61 | 37.61% | 1.8607 | 52.3513 | 37.61%
[5 empty] | 37.62 | 37.62% | 1.861 | 52.3591 | 37.62%
[5 empty] | 37.63 | 37.63% | 1.8613 | 52.3669 | 37.63%
[5 empty] | 37.64 | 37.64% | 1.8616 | 52.3747 | 37.64%
[5 empty] | 37.65 | 37.65% | 1.862 | 52.3825 | 37.65%
[5 empty] | 37.66 | 37.66% | 1.8623 | 52.3903 | 37.66%
[5 empty] | 37.67 | 37.67% | 1.8626 | 52.3982 | 37.67%
[5 empty] | 37.68 | 37.68% | 1.8629 | 52.406 | 37.68%
[5 empty] | 37.69 | 37.69% | 1.8632 | 52.4138 | 37.69%
[5 empty] | 37.7 | 37.7% | 1.8635 | 52.4216 | 37.7%
[5 empty] | 37.71 | 37.71% | 1.8639 | 52.4294 | 37.71%
[5 empty] | 37.72 | 37.72% | 1.8642 | 52.4373 | 37.72%
[5 empty] | 37.73 | 37.73% | 1.8645 | 52.4451 | 37.73%
[5 empty] | 37.74 | 37.74% | 1.8648 | 52.4529 | 37.74%
[5 empty] | 37.75 | 37.75% | 1.8651 | 52.4607 | 37.75%
[5 empty] | 37.76 | 37.76% | 1.8654 | 52.4685 | 37.76%
[5 empty] | 37.77 | 37.77% | 1.8657 | 52.4764 | 37.77%
[5 empty] | 37.78 | 37.78% | 1.8661 | 52.4842 | 37.78%
[5 empty] | 37.79 | 37.79% | 1.8664 | 52.492 | 37.79%
[5 empty] | 37.8 | 37.8% | 1.8667 | 52.4998 | 37.8%
[5 empty] | 37.81 | 37.81% | 1.867 | 52.5077 | 37.81%
[5 empty] | 37.82 | 37.82% | 1.8673 | 52.5155 | 37.82%
[5 empty] | 37.83 | 37.83% | 1.8676 | 52.5233 | 37.83%
[5 empty] | 37.84 | 37.84% | 1.8679 | 52.5311 | 37.84%
[5 empty] | 37.85 | 37.85% | 1.8683 | 52.539 | 37.85%
[5 empty] | 37.86 | 37.86% | 1.8686 | 52.5468 | 37.86%
[5 empty] | 37.87 | 37.87% | 1.8689 | 52.5546 | 37.87%
[5 empty] | 37.88 | 37.88% | 1.8692 | 52.5625 | 37.88%
[5 empty] | 37.89 | 37.89% | 1.8695 | 52.5703 | 37.89%
[5 empty] | 37.9 | 37.9% | 1.8698 | 52.5781 | 37.9%
[5 empty] | 37.91 | 37.91% | 1.8702 | 52.5859 | 37.91%
[5 empty] | 37.92 | 37.92% | 1.8705 | 52.5938 | 37.92%
[5 empty] | 37.93 | 37.93% | 1.8708 | 52.6016 | 37.93%
[5 empty] | 37.94 | 37.94% | 1.8711 | 52.6094 | 37.94%
[5 empty] | 37.95 | 37.95% | 1.8714 | 52.6173 | 37.95%
[5 empty] | 37.96 | 37.96% | 1.8717 | 52.6251 | 37.96%
[5 empty] | 37.97 | 37.97% | 1.872 | 52.6329 | 37.97%
[5 empty] | 37.98 | 37.98% | 1.8724 | 52.6408 | 37.98%
[5 empty] | 37.99 | 37.99% | 1.8727 | 52.6486 | 37.99%
[5 empty] | 38 | 38% | 1.873 | 52.6564 | 38%
[5 empty] | 38.01 | 38.01% | 1.8733 | 52.6643 | 38.01%
[5 empty] | 38.02 | 38.02% | 1.8736 | 52.6721 | 38.02%
[5 empty] | 38.03 | 38.03% | 1.8739 | 52.6799 | 38.03%
[5 empty] | 38.04 | 38.04% | 1.8742 | 52.6878 | 38.04%
[5 empty] | 38.05 | 38.05% | 1.8746 | 52.6956 | 38.05%
[5 empty] | 38.06 | 38.06% | 1.8749 | 52.7035 | 38.06%
[5 empty] | 38.07 | 38.07% | 1.8752 | 52.7113 | 38.07%
[5 empty] | 38.08 | 38.08% | 1.8755 | 52.7191 | 38.08%
[5 empty] | 38.09 | 38.09% | 1.8758 | 52.727 | 38.09%
[5 empty] | 38.1 | 38.1% | 1.8761 | 52.7348 | 38.1%
[5 empty] | 38.11 | 38.11% | 1.8764 | 52.7427 | 38.11%
[5 empty] | 38.12 | 38.12% | 1.8768 | 52.7505 | 38.12%
[5 empty] | 38.13 | 38.13% | 1.8771 | 52.7583 | 38.13%
[5 empty] | 38.14 | 38.14% | 1.8774 | 52.7662 | 38.14%
[5 empty] | 38.15 | 38.15% | 1.8777 | 52.774 | 38.15%
[5 empty] | 38.16 | 38.16% | 1.878 | 52.7819 | 38.16%
[5 empty] | 38.17 | 38.17% | 1.8783 | 52.7897 | 38.17%
[5 empty] | 38.18 | 38.18% | 1.8786 | 52.7976 | 38.18%
[5 empty] | 38.19 | 38.19% | 1.879 | 52.8054 | 38.19%
[5 empty] | 38.2 | 38.2% | 1.8793 | 52.8132 | 38.2%
[5 empty] | 38.21 | 38.21% | 1.8796 | 52.8211 | 38.21%
[5 empty] | 38.22 | 38.22% | 1.8799 | 52.8289 | 38.22%
[5 empty] | 38.23 | 38.23% | 1.8802 | 52.8368 | 38.23%
[5 empty] | 38.24 | 38.24% | 1.8805 | 52.8446 | 38.24%
[5 empty] | 38.25 | 38.25% | 1.8808 | 52.8525 | 38.25%
[5 empty] | 38.26 | 38.26% | 1.8812 | 52.8603 | 38.26%
[5 empty] | 38.27 | 38.27% | 1.8815 | 52.8682 | 38.27%
[5 empty] | 38.28 | 38.28% | 1.8818 | 52.876 | 38.28%
[5 empty] | 38.29 | 38.29% | 1.8821 | 52.8839 | 38.29%
[5 empty] | 38.3 | 38.3% | 1.8824 | 52.8917 | 38.3%
[5 empty] | 38.31 | 38.31% | 1.8827 | 52.8996 | 38.31%
[5 empty] | 38.32 | 38.32% | 1.883 | 52.9074 | 38.32%
[5 empty] | 38.33 | 38.33% | 1.8834 | 52.9153 | 38.33%
[5 empty] | 38.34 | 38.34% | 1.8837 | 52.9231 | 38.34%
[5 empty] | 38.35 | 38.35% | 1.884 | 52.931 | 38.35%
[5 empty] | 38.36 | 38.36% | 1.8843 | 52.9388 | 38.36%
[5 empty] | 38.37 | 38.37% | 1.8846 | 52.9467 | 38.37%
[5 empty] | 38.38 | 38.38% | 1.8849 | 52.9545 | 38.38%
[5 empty] | 38.39 | 38.39% | 1.8852 | 52.9624 | 38.39%
[5 empty] | 38.4 | 38.4% | 1.8856 | 52.9703 | 38.4%
[5 empty] | 38.41 | 38.41% | 1.8859 | 52.9781 | 38.41%
[5 empty] | 38.42 | 38.42% | 1.8862 | 52.986 | 38.42%
[5 empty] | 38.43 | 38.43% | 1.8865 | 52.9938 | 38.43%
[5 empty] | 38.44 | 38.44% | 1.8868 | 53.0017 | 38.44%
[5 empty] | 38.45 | 38.45% | 1.8871 | 53.0095 | 38.45%
[5 empty] | 38.46 | 38.46% | 1.8874 | 53.0174 | 38.46%
[5 empty] | 38.47 | 38.47% | 1.8878 | 53.0253 | 38.47%
[5 empty] | 38.48 | 38.48% | 1.8881 | 53.0331 | 38.48%
[5 empty] | 38.49 | 38.49% | 1.8884 | 53.041 | 38.49%
[5 empty] | 38.5 | 38.5% | 1.8887 | 53.0489 | 38.5%
[5 empty] | 38.51 | 38.51% | 1.889 | 53.0567 | 38.51%
[5 empty] | 38.52 | 38.52% | 1.8893 | 53.0646 | 38.52%
[5 empty] | 38.53 | 38.53% | 1.8896 | 53.0724 | 38.53%
[5 empty] | 38.54 | 38.54% | 1.89 | 53.0803 | 38.54%
[5 empty] | 38.55 | 38.55% | 1.8903 | 53.0882 | 38.55%
[5 empty] | 38.56 | 38.56% | 1.8906 | 53.096 | 38.56%
[5 empty] | 38.57 | 38.57% | 1.8909 | 53.1039 | 38.57%
[5 empty] | 38.58 | 38.58% | 1.8912 | 53.1118 | 38.58%
[5 empty] | 38.59 | 38.59% | 1.8915 | 53.1196 | 38.59%
[5 empty] | 38.6 | 38.6% | 1.8918 | 53.1275 | 38.6%
[5 empty] | 38.61 | 38.61% | 1.8922 | 53.1354 | 38.61%
[5 empty] | 38.62 | 38.62% | 1.8925 | 53.1432 | 38.62%
[5 empty] | 38.63 | 38.63% | 1.8928 | 53.1511 | 38.63%
[5 empty] | 38.64 | 38.64% | 1.8931 | 53.159 | 38.64%
[5 empty] | 38.65 | 38.65% | 1.8934 | 53.1669 | 38.65%
[5 empty] | 38.66 | 38.66% | 1.8937 | 53.1747 | 38.66%
[5 empty] | 38.67 | 38.67% | 1.894 | 53.1826 | 38.67%
[5 empty] | 38.68 | 38.68% | 1.8944 | 53.1905 | 38.68%
[5 empty] | 38.69 | 38.69% | 1.8947 | 53.1983 | 38.69%
[5 empty] | 38.7 | 38.7% | 1.895 | 53.2062 | 38.7%
[5 empty] | 38.71 | 38.71% | 1.8953 | 53.2141 | 38.71%
[5 empty] | 38.72 | 38.72% | 1.8956 | 53.222 | 38.72%
[5 empty] | 38.73 | 38.73% | 1.8959 | 53.2298 | 38.73%
[5 empty] | 38.74 | 38.74% | 1.8962 | 53.2377 | 38.74%
[5 empty] | 38.75 | 38.75% | 1.8965 | 53.2456 | 38.75%
[5 empty] | 38.76 | 38.76% | 1.8969 | 53.2535 | 38.76%
[5 empty] | 38.77 | 38.77% | 1.8972 | 53.2614 | 38.77%
[5 empty] | 38.78 | 38.78% | 1.8975 | 53.2692 | 38.78%
[5 empty] | 38.79 | 38.79% | 1.8978 | 53.2771 | 38.79%
[5 empty] | 38.8 | 38.8% | 1.8981 | 53.285 | 38.8%
[5 empty] | 38.81 | 38.81% | 1.8984 | 53.2929 | 38.81%
[5 empty] | 38.82 | 38.82% | 1.8987 | 53.3008 | 38.82%
[5 empty] | 38.83 | 38.83% | 1.8991 | 53.3086 | 38.83%
[5 empty] | 38.84 | 38.84% | 1.8994 | 53.3165 | 38.84%
[5 empty] | 38.85 | 38.85% | 1.8997 | 53.3244 | 38.85%
[5 empty] | 38.86 | 38.86% | 1.9 | 53.3323 | 38.86%
[5 empty] | 38.87 | 38.87% | 1.9003 | 53.3402 | 38.87%
[5 empty] | 38.88 | 38.88% | 1.9006 | 53.3481 | 38.88%
[5 empty] | 38.89 | 38.89% | 1.9009 | 53.3559 | 38.89%
[5 empty] | 38.9 | 38.9% | 1.9013 | 53.3638 | 38.9%
[5 empty] | 38.91 | 38.91% | 1.9016 | 53.3717 | 38.91%
[5 empty] | 38.92 | 38.92% | 1.9019 | 53.3796 | 38.92%
[5 empty] | 38.93 | 38.93% | 1.9022 | 53.3875 | 38.93%
[5 empty] | 38.94 | 38.94% | 1.9025 | 53.3954 | 38.94%
[5 empty] | 38.95 | 38.95% | 1.9028 | 53.4033 | 38.95%
[5 empty] | 38.96 | 38.96% | 1.9031 | 53.4112 | 38.96%
[5 empty] | 38.97 | 38.97% | 1.9034 | 53.4191 | 38.97%
[5 empty] | 38.98 | 38.98% | 1.9038 | 53.4269 | 38.98%
[5 empty] | 38.99 | 38.99% | 1.9041 | 53.4348 | 38.99%
[5 empty] | 39 | 39% | 1.9044 | 53.4427 | 39%
[5 empty] | 39.01 | 39.01% | 1.9047 | 53.4506 | 39.01%
[5 empty] | 39.02 | 39.02% | 1.905 | 53.4585 | 39.02%
[5 empty] | 39.03 | 39.03% | 1.9053 | 53.4664 | 39.03%
[5 empty] | 39.04 | 39.04% | 1.9056 | 53.4743 | 39.04%
[5 empty] | 39.05 | 39.05% | 1.9059 | 53.4822 | 39.05%
[5 empty] | 39.06 | 39.06% | 1.9063 | 53.4901 | 39.06%
[5 empty] | 39.07 | 39.07% | 1.9066 | 53.498 | 39.07%
[5 empty] | 39.08 | 39.08% | 1.9069 | 53.5059 | 39.08%
[5 empty] | 39.09 | 39.09% | 1.9072 | 53.5138 | 39.09%
[5 empty] | 39.1 | 39.1% | 1.9075 | 53.5217 | 39.1%
[5 empty] | 39.11 | 39.11% | 1.9078 | 53.5296 | 39.11%
[5 empty] | 39.12 | 39.12% | 1.9081 | 53.5375 | 39.12%
[5 empty] | 39.13 | 39.13% | 1.9084 | 53.5454 | 39.13%
[5 empty] | 39.14 | 39.14% | 1.9088 | 53.5533 | 39.14%
[5 empty] | 39.15 | 39.15% | 1.9091 | 53.5612 | 39.15%
[5 empty] | 39.16 | 39.16% | 1.9094 | 53.5691 | 39.16%
[5 empty] | 39.17 | 39.17% | 1.9097 | 53.577 | 39.17%
[5 empty] | 39.18 | 39.18% | 1.91 | 53.5849 | 39.18%
[5 empty] | 39.19 | 39.19% | 1.9103 | 53.5928 | 39.19%
[5 empty] | 39.2 | 39.2% | 1.9106 | 53.6007 | 39.2%
[5 empty] | 39.21 | 39.21% | 1.911 | 53.6087 | 39.21%
[5 empty] | 39.22 | 39.22% | 1.9113 | 53.6166 | 39.22%
[5 empty] | 39.23 | 39.23% | 1.9116 | 53.6245 | 39.23%
[5 empty] | 39.24 | 39.24% | 1.9119 | 53.6324 | 39.24%
[5 empty] | 39.25 | 39.25% | 1.9122 | 53.6403 | 39.25%
[5 empty] | 39.26 | 39.26% | 1.9125 | 53.6482 | 39.26%
[5 empty] | 39.27 | 39.27% | 1.9128 | 53.6561 | 39.27%
[5 empty] | 39.28 | 39.28% | 1.9131 | 53.664 | 39.28%
[5 empty] | 39.29 | 39.29% | 1.9134 | 53.6719 | 39.29%
[5 empty] | 39.3 | 39.3% | 1.9138 | 53.6799 | 39.3%
[5 empty] | 39.31 | 39.31% | 1.9141 | 53.6878 | 39.31%
[5 empty] | 39.32 | 39.32% | 1.9144 | 53.6957 | 39.32%
[5 empty] | 39.33 | 39.33% | 1.9147 | 53.7036 | 39.33%
[5 empty] | 39.34 | 39.34% | 1.915 | 53.7115 | 39.34%
[5 empty] | 39.35 | 39.35% | 1.9153 | 53.7194 | 39.35%
[5 empty] | 39.36 | 39.36% | 1.9156 | 53.7274 | 39.36%
[5 empty] | 39.37 | 39.37% | 1.9159 | 53.7353 | 39.37%
[5 empty] | 39.38 | 39.38% | 1.9163 | 53.7432 | 39.38%
[5 empty] | 39.39 | 39.39% | 1.9166 | 53.7511 | 39.39%
[5 empty] | 39.4 | 39.4% | 1.9169 | 53.759 | 39.4%
[5 empty] | 39.41 | 39.41% | 1.9172 | 53.767 | 39.41%
[5 empty] | 39.42 | 39.42% | 1.9175 | 53.7749 | 39.42%
[5 empty] | 39.43 | 39.43% | 1.9178 | 53.7828 | 39.43%
[5 empty] | 39.44 | 39.44% | 1.9181 | 53.7907 | 39.44%
[5 empty] | 39.45 | 39.45% | 1.9184 | 53.7987 | 39.45%
[5 empty] | 39.46 | 39.46% | 1.9188 | 53.8066 | 39.46%
[5 empty] | 39.47 | 39.47% | 1.9191 | 53.8145 | 39.47%
[5 empty] | 39.48 | 39.48% | 1.9194 | 53.8224 | 39.48%
[5 empty] | 39.49 | 39.49% | 1.9197 | 53.8304 | 39.49%
[5 empty] | 39.5 | 39.5% | 1.92 | 53.8383 | 39.5%
[5 empty] | 39.51 | 39.51% | 1.9203 | 53.8462 | 39.51%
[5 empty] | 39.52 | 39.52% | 1.9206 | 53.8542 | 39.52%
[5 empty] | 39.53 | 39.53% | 1.9209 | 53.8621 | 39.53%
[5 empty] | 39.54 | 39.54% | 1.9213 | 53.87 | 39.54%
[5 empty] | 39.55 | 39.55% | 1.9216 | 53.878 | 39.55%
[5 empty] | 39.56 | 39.56% | 1.9219 | 53.8859 | 39.56%
[5 empty] | 39.57 | 39.57% | 1.9222 | 53.8938 | 39.57%
[5 empty] | 39.58 | 39.58% | 1.9225 | 53.9018 | 39.58%
[5 empty] | 39.59 | 39.59% | 1.9228 | 53.9097 | 39.59%
[5 empty] | 39.6 | 39.6% | 1.9231 | 53.9176 | 39.6%
[5 empty] | 39.61 | 39.61% | 1.9234 | 53.9256 | 39.61%
[5 empty] | 39.62 | 39.62% | 1.9237 | 53.9335 | 39.62%
[5 empty] | 39.63 | 39.63% | 1.9241 | 53.9414 | 39.63%
[5 empty] | 39.64 | 39.64% | 1.9244 | 53.9494 | 39.64%
[5 empty] | 39.65 | 39.65% | 1.9247 | 53.9573 | 39.65%
[5 empty] | 39.66 | 39.66% | 1.925 | 53.9653 | 39.66%
[5 empty] | 39.67 | 39.67% | 1.9253 | 53.9732 | 39.67%
[5 empty] | 39.68 | 39.68% | 1.9256 | 53.9812 | 39.68%
[5 empty] | 39.69 | 39.69% | 1.9259 | 53.9891 | 39.69%
[5 empty] | 39.7 | 39.7% | 1.9262 | 53.997 | 39.7%
[5 empty] | 39.71 | 39.71% | 1.9265 | 54.005 | 39.71%
[5 empty] | 39.72 | 39.72% | 1.9269 | 54.0129 | 39.72%
[5 empty] | 39.73 | 39.73% | 1.9272 | 54.0209 | 39.73%
[5 empty] | 39.74 | 39.74% | 1.9275 | 54.0288 | 39.74%
[5 empty] | 39.75 | 39.75% | 1.9278 | 54.0368 | 39.75%
[5 empty] | 39.76 | 39.76% | 1.9281 | 54.0447 | 39.76%
[5 empty] | 39.77 | 39.77% | 1.9284 | 54.0527 | 39.77%
[5 empty] | 39.78 | 39.78% | 1.9287 | 54.0606 | 39.78%
[5 empty] | 39.79 | 39.79% | 1.929 | 54.0686 | 39.79%
[5 empty] | 39.8 | 39.8% | 1.9293 | 54.0765 | 39.8%
[5 empty] | 39.81 | 39.81% | 1.9297 | 54.0845 | 39.81%
[5 empty] | 39.82 | 39.82% | 1.93 | 54.0924 | 39.82%
[5 empty] | 39.83 | 39.83% | 1.9303 | 54.1004 | 39.83%
[5 empty] | 39.84 | 39.84% | 1.9306 | 54.1084 | 39.84%
[5 empty] | 39.85 | 39.85% | 1.9309 | 54.1163 | 39.85%
[5 empty] | 39.86 | 39.86% | 1.9312 | 54.1243 | 39.86%
[5 empty] | 39.87 | 39.87% | 1.9315 | 54.1322 | 39.87%
[5 empty] | 39.88 | 39.88% | 1.9318 | 54.1402 | 39.88%
[5 empty] | 39.89 | 39.89% | 1.9321 | 54.1481 | 39.89%
[5 empty] | 39.9 | 39.9% | 1.9325 | 54.1561 | 39.9%
[5 empty] | 39.91 | 39.91% | 1.9328 | 54.1641 | 39.91%
[5 empty] | 39.92 | 39.92% | 1.9331 | 54.172 | 39.92%
[5 empty] | 39.93 | 39.93% | 1.9334 | 54.18 | 39.93%
[5 empty] | 39.94 | 39.94% | 1.9337 | 54.188 | 39.94%
[5 empty] | 39.95 | 39.95% | 1.934 | 54.1959 | 39.95%
[5 empty] | 39.96 | 39.96% | 1.9343 | 54.2039 | 39.96%
[5 empty] | 39.97 | 39.97% | 1.9346 | 54.2119 | 39.97%
[5 empty] | 39.98 | 39.98% | 1.9349 | 54.2198 | 39.98%
[5 empty] | 39.99 | 39.99% | 1.9352 | 54.2278 | 39.99%
[5 empty] | 40 | 40% | 1.9356 | 54.2358 | 40%
[5 empty] | 40.01 | 40.01% | 1.9359 | 54.2437 | 40.01%
[5 empty] | 40.02 | 40.02% | 1.9362 | 54.2517 | 40.02%
[5 empty] | 40.03 | 40.03% | 1.9365 | 54.2597 | 40.03%
[5 empty] | 40.04 | 40.04% | 1.9368 | 54.2677 | 40.04%
[5 empty] | 40.05 | 40.05% | 1.9371 | 54.2756 | 40.05%
[5 empty] | 40.06 | 40.06% | 1.9374 | 54.2836 | 40.06%
[5 empty] | 40.07 | 40.07% | 1.9377 | 54.2916 | 40.07%
[5 empty] | 40.08 | 40.08% | 1.938 | 54.2996 | 40.08%
[5 empty] | 40.09 | 40.09% | 1.9383 | 54.3075 | 40.09%
[5 empty] | 40.1 | 40.1% | 1.9387 | 54.3155 | 40.1%
[5 empty] | 40.11 | 40.11% | 1.939 | 54.3235 | 40.11%
[5 empty] | 40.12 | 40.12% | 1.9393 | 54.3315 | 40.12%
[5 empty] | 40.13 | 40.13% | 1.9396 | 54.3394 | 40.13%
[5 empty] | 40.14 | 40.14% | 1.9399 | 54.3474 | 40.14%
[5 empty] | 40.15 | 40.15% | 1.9402 | 54.3554 | 40.15%
[5 empty] | 40.16 | 40.16% | 1.9405 | 54.3634 | 40.16%
[5 empty] | 40.17 | 40.17% | 1.9408 | 54.3714 | 40.17%
[5 empty] | 40.18 | 40.18% | 1.9411 | 54.3794 | 40.18%
[5 empty] | 40.19 | 40.19% | 1.9414 | 54.3874 | 40.19%
[5 empty] | 40.2 | 40.2% | 1.9418 | 54.3953 | 40.2%
[5 empty] | 40.21 | 40.21% | 1.9421 | 54.4033 | 40.21%
[5 empty] | 40.22 | 40.22% | 1.9424 | 54.4113 | 40.22%
[5 empty] | 40.23 | 40.23% | 1.9427 | 54.4193 | 40.23%
[5 empty] | 40.24 | 40.24% | 1.943 | 54.4273 | 40.24%
[5 empty] | 40.25 | 40.25% | 1.9433 | 54.4353 | 40.25%
[5 empty] | 40.26 | 40.26% | 1.9436 | 54.4433 | 40.26%
[5 empty] | 40.27 | 40.27% | 1.9439 | 54.4513 | 40.27%
[5 empty] | 40.28 | 40.28% | 1.9442 | 54.4593 | 40.28%
[5 empty] | 40.29 | 40.29% | 1.9445 | 54.4673 | 40.29%
[5 empty] | 40.3 | 40.3% | 1.9449 | 54.4753 | 40.3%
[5 empty] | 40.31 | 40.31% | 1.9452 | 54.4833 | 40.31%
[5 empty] | 40.32 | 40.32% | 1.9455 | 54.4913 | 40.32%
[5 empty] | 40.33 | 40.33% | 1.9458 | 54.4993 | 40.33%
[5 empty] | 40.34 | 40.34% | 1.9461 | 54.5073 | 40.34%
[5 empty] | 40.35 | 40.35% | 1.9464 | 54.5153 | 40.35%
[5 empty] | 40.36 | 40.36% | 1.9467 | 54.5233 | 40.36%
[5 empty] | 40.37 | 40.37% | 1.947 | 54.5313 | 40.37%
[5 empty] | 40.38 | 40.38% | 1.9473 | 54.5393 | 40.38%
[5 empty] | 40.39 | 40.39% | 1.9476 | 54.5473 | 40.39%
[5 empty] | 40.4 | 40.4% | 1.9479 | 54.5553 | 40.4%
[5 empty] | 40.41 | 40.41% | 1.9483 | 54.5633 | 40.41%
[5 empty] | 40.42 | 40.42% | 1.9486 | 54.5713 | 40.42%
[5 empty] | 40.43 | 40.43% | 1.9489 | 54.5793 | 40.43%
[5 empty] | 40.44 | 40.44% | 1.9492 | 54.5873 | 40.44%
[5 empty] | 40.45 | 40.45% | 1.9495 | 54.5953 | 40.45%
[5 empty] | 40.46 | 40.46% | 1.9498 | 54.6033 | 40.46%
[5 empty] | 40.47 | 40.47% | 1.9501 | 54.6113 | 40.47%
[5 empty] | 40.48 | 40.48% | 1.9504 | 54.6193 | 40.48%
[5 empty] | 40.49 | 40.49% | 1.9507 | 54.6274 | 40.49%
[5 empty] | 40.5 | 40.5% | 1.951 | 54.6354 | 40.5%
[5 empty] | 40.51 | 40.51% | 1.9513 | 54.6434 | 40.51%
[5 empty] | 40.52 | 40.52% | 1.9516 | 54.6514 | 40.52%
[5 empty] | 40.53 | 40.53% | 1.952 | 54.6594 | 40.53%
[5 empty] | 40.54 | 40.54% | 1.9523 | 54.6674 | 40.54%
[5 empty] | 40.55 | 40.55% | 1.9526 | 54.6755 | 40.55%
[5 empty] | 40.56 | 40.56% | 1.9529 | 54.6835 | 40.56%
[5 empty] | 40.57 | 40.57% | 1.9532 | 54.6915 | 40.57%
[5 empty] | 40.58 | 40.58% | 1.9535 | 54.6995 | 40.58%
[5 empty] | 40.59 | 40.59% | 1.9538 | 54.7075 | 40.59%
[5 empty] | 40.6 | 40.6% | 1.9541 | 54.7156 | 40.6%
[5 empty] | 40.61 | 40.61% | 1.9544 | 54.7236 | 40.61%
[5 empty] | 40.62 | 40.62% | 1.9547 | 54.7316 | 40.62%
[5 empty] | 40.63 | 40.63% | 1.955 | 54.7396 | 40.63%
[5 empty] | 40.64 | 40.64% | 1.9553 | 54.7477 | 40.64%
[5 empty] | 40.65 | 40.65% | 1.9557 | 54.7557 | 40.65%
[5 empty] | 40.66 | 40.66% | 1.956 | 54.7637 | 40.66%
[5 empty] | 40.67 | 40.67% | 1.9563 | 54.7718 | 40.67%
[5 empty] | 40.68 | 40.68% | 1.9566 | 54.7798 | 40.68%
[5 empty] | 40.69 | 40.69% | 1.9569 | 54.7878 | 40.69%
[5 empty] | 40.7 | 40.7% | 1.9572 | 54.7959 | 40.7%
[5 empty] | 40.71 | 40.71% | 1.9575 | 54.8039 | 40.71%
[5 empty] | 40.72 | 40.72% | 1.9578 | 54.8119 | 40.72%
[5 empty] | 40.73 | 40.73% | 1.9581 | 54.82 | 40.73%
[5 empty] | 40.74 | 40.74% | 1.9584 | 54.828 | 40.74%
[5 empty] | 40.75 | 40.75% | 1.9587 | 54.836 | 40.75%
[5 empty] | 40.76 | 40.76% | 1.959 | 54.8441 | 40.76%
[5 empty] | 40.77 | 40.77% | 1.9593 | 54.8521 | 40.77%
[5 empty] | 40.78 | 40.78% | 1.9597 | 54.8602 | 40.78%
[5 empty] | 40.79 | 40.79% | 1.96 | 54.8682 | 40.79%
[5 empty] | 40.8 | 40.8% | 1.9603 | 54.8763 | 40.8%
[5 empty] | 40.81 | 40.81% | 1.9606 | 54.8843 | 40.81%
[5 empty] | 40.82 | 40.82% | 1.9609 | 54.8923 | 40.82%
[5 empty] | 40.83 | 40.83% | 1.9612 | 54.9004 | 40.83%
[5 empty] | 40.84 | 40.84% | 1.9615 | 54.9084 | 40.84%
[5 empty] | 40.85 | 40.85% | 1.9618 | 54.9165 | 40.85%
[5 empty] | 40.86 | 40.86% | 1.9621 | 54.9245 | 40.86%
[5 empty] | 40.87 | 40.87% | 1.9624 | 54.9326 | 40.87%
[5 empty] | 40.88 | 40.88% | 1.9627 | 54.9406 | 40.88%
[5 empty] | 40.89 | 40.89% | 1.963 | 54.9487 | 40.89%
[5 empty] | 40.9 | 40.9% | 1.9633 | 54.9568 | 40.9%
[5 empty] | 40.91 | 40.91% | 1.9636 | 54.9648 | 40.91%
[5 empty] | 40.92 | 40.92% | 1.964 | 54.9729 | 40.92%
[5 empty] | 40.93 | 40.93% | 1.9643 | 54.9809 | 40.93%
[5 empty] | 40.94 | 40.94% | 1.9646 | 54.989 | 40.94%
[5 empty] | 40.95 | 40.95% | 1.9649 | 54.997 | 40.95%
[5 empty] | 40.96 | 40.96% | 1.9652 | 55.0051 | 40.96%
[5 empty] | 40.97 | 40.97% | 1.9655 | 55.0132 | 40.97%
[5 empty] | 40.98 | 40.98% | 1.9658 | 55.0212 | 40.98%
[5 empty] | 40.99 | 40.99% | 1.9661 | 55.0293 | 40.99%
[5 empty] | 41 | 41% | 1.9664 | 55.0373 | 41%
[5 empty] | 41.01 | 41.01% | 1.9667 | 55.0454 | 41.01%
[5 empty] | 41.02 | 41.02% | 1.967 | 55.0535 | 41.02%
[5 empty] | 41.03 | 41.03% | 1.9673 | 55.0615 | 41.03%
[5 empty] | 41.04 | 41.04% | 1.9676 | 55.0696 | 41.04%
[5 empty] | 41.05 | 41.05% | 1.9679 | 55.0777 | 41.05%
[5 empty] | 41.06 | 41.06% | 1.9682 | 55.0858 | 41.06%
[5 empty] | 41.07 | 41.07% | 1.9686 | 55.0938 | 41.07%
[5 empty] | 41.08 | 41.08% | 1.9689 | 55.1019 | 41.08%
[5 empty] | 41.09 | 41.09% | 1.9692 | 55.11 | 41.09%
[5 empty] | 41.1 | 41.1% | 1.9695 | 55.118 | 41.1%
[5 empty] | 41.11 | 41.11% | 1.9698 | 55.1261 | 41.11%
[5 empty] | 41.12 | 41.12% | 1.9701 | 55.1342 | 41.12%
[5 empty] | 41.13 | 41.13% | 1.9704 | 55.1423 | 41.13%
[5 empty] | 41.14 | 41.14% | 1.9707 | 55.1504 | 41.14%
[5 empty] | 41.15 | 41.15% | 1.971 | 55.1584 | 41.15%
[5 empty] | 41.16 | 41.16% | 1.9713 | 55.1665 | 41.16%
[5 empty] | 41.17 | 41.17% | 1.9716 | 55.1746 | 41.17%
[5 empty] | 41.18 | 41.18% | 1.9719 | 55.1827 | 41.18%
[5 empty] | 41.19 | 41.19% | 1.9722 | 55.1908 | 41.19%
[5 empty] | 41.2 | 41.2% | 1.9725 | 55.1989 | 41.2%
[5 empty] | 41.21 | 41.21% | 1.9728 | 55.2069 | 41.21%
[5 empty] | 41.22 | 41.22% | 1.9731 | 55.215 | 41.22%
[5 empty] | 41.23 | 41.23% | 1.9735 | 55.2231 | 41.23%
[5 empty] | 41.24 | 41.24% | 1.9738 | 55.2312 | 41.24%
[5 empty] | 41.25 | 41.25% | 1.9741 | 55.2393 | 41.25%
[5 empty] | 41.26 | 41.26% | 1.9744 | 55.2474 | 41.26%
[5 empty] | 41.27 | 41.27% | 1.9747 | 55.2555 | 41.27%
[5 empty] | 41.28 | 41.28% | 1.975 | 55.2636 | 41.28%
[5 empty] | 41.29 | 41.29% | 1.9753 | 55.2717 | 41.29%
[5 empty] | 41.3 | 41.3% | 1.9756 | 55.2798 | 41.3%
[5 empty] | 41.31 | 41.31% | 1.9759 | 55.2879 | 41.31%
[5 empty] | 41.32 | 41.32% | 1.9762 | 55.296 | 41.32%
[5 empty] | 41.33 | 41.33% | 1.9765 | 55.3041 | 41.33%
[5 empty] | 41.34 | 41.34% | 1.9768 | 55.3122 | 41.34%
[5 empty] | 41.35 | 41.35% | 1.9771 | 55.3203 | 41.35%
[5 empty] | 41.36 | 41.36% | 1.9774 | 55.3284 | 41.36%
[5 empty] | 41.37 | 41.37% | 1.9777 | 55.3365 | 41.37%
[5 empty] | 41.38 | 41.38% | 1.978 | 55.3446 | 41.38%
[5 empty] | 41.39 | 41.39% | 1.9783 | 55.3527 | 41.39%
[5 empty] | 41.4 | 41.4% | 1.9786 | 55.3608 | 41.4%
[5 empty] | 41.41 | 41.41% | 1.9789 | 55.3689 | 41.41%
[5 empty] | 41.42 | 41.42% | 1.9793 | 55.377 | 41.42%
[5 empty] | 41.43 | 41.43% | 1.9796 | 55.3851 | 41.43%
[5 empty] | 41.44 | 41.44% | 1.9799 | 55.3932 | 41.44%
[5 empty] | 41.45 | 41.45% | 1.9802 | 55.4014 | 41.45%
[5 empty] | 41.46 | 41.46% | 1.9805 | 55.4095 | 41.46%
[5 empty] | 41.47 | 41.47% | 1.9808 | 55.4176 | 41.47%
[5 empty] | 41.48 | 41.48% | 1.9811 | 55.4257 | 41.48%
[5 empty] | 41.49 | 41.49% | 1.9814 | 55.4338 | 41.49%
[5 empty] | 41.5 | 41.5% | 1.9817 | 55.4419 | 41.5%
[5 empty] | 41.51 | 41.51% | 1.982 | 55.4501 | 41.51%
[5 empty] | 41.52 | 41.52% | 1.9823 | 55.4582 | 41.52%
[5 empty] | 41.53 | 41.53% | 1.9826 | 55.4663 | 41.53%
[5 empty] | 41.54 | 41.54% | 1.9829 | 55.4744 | 41.54%
[5 empty] | 41.55 | 41.55% | 1.9832 | 55.4826 | 41.55%
[5 empty] | 41.56 | 41.56% | 1.9835 | 55.4907 | 41.56%
[5 empty] | 41.57 | 41.57% | 1.9838 | 55.4988 | 41.57%
[5 empty] | 41.58 | 41.58% | 1.9841 | 55.5069 | 41.58%
[5 empty] | 41.59 | 41.59% | 1.9844 | 55.5151 | 41.59%
[5 empty] | 41.6 | 41.6% | 1.9847 | 55.5232 | 41.6%
[5 empty] | 41.61 | 41.61% | 1.985 | 55.5313 | 41.61%
[5 empty] | 41.62 | 41.62% | 1.9853 | 55.5395 | 41.62%
[5 empty] | 41.63 | 41.63% | 1.9856 | 55.5476 | 41.63%
[5 empty] | 41.64 | 41.64% | 1.9859 | 55.5557 | 41.64%
[5 empty] | 41.65 | 41.65% | 1.9862 | 55.5639 | 41.65%
[5 empty] | 41.66 | 41.66% | 1.9866 | 55.572 | 41.66%
[5 empty] | 41.67 | 41.67% | 1.9869 | 55.5801 | 41.67%
[5 empty] | 41.68 | 41.68% | 1.9872 | 55.5883 | 41.68%
[5 empty] | 41.69 | 41.69% | 1.9875 | 55.5964 | 41.69%
[5 empty] | 41.7 | 41.7% | 1.9878 | 55.6046 | 41.7%
[5 empty] | 41.71 | 41.71% | 1.9881 | 55.6127 | 41.71%
[5 empty] | 41.72 | 41.72% | 1.9884 | 55.6209 | 41.72%
[5 empty] | 41.73 | 41.73% | 1.9887 | 55.629 | 41.73%
[5 empty] | 41.74 | 41.74% | 1.989 | 55.6372 | 41.74%
[5 empty] | 41.75 | 41.75% | 1.9893 | 55.6453 | 41.75%
[5 empty] | 41.76 | 41.76% | 1.9896 | 55.6535 | 41.76%
[5 empty] | 41.77 | 41.77% | 1.9899 | 55.6616 | 41.77%
[5 empty] | 41.78 | 41.78% | 1.9902 | 55.6698 | 41.78%
[5 empty] | 41.79 | 41.79% | 1.9905 | 55.6779 | 41.79%
[5 empty] | 41.8 | 41.8% | 1.9908 | 55.6861 | 41.8%
[5 empty] | 41.81 | 41.81% | 1.9911 | 55.6942 | 41.81%
[5 empty] | 41.82 | 41.82% | 1.9914 | 55.7024 | 41.82%
[5 empty] | 41.83 | 41.83% | 1.9917 | 55.7105 | 41.83%
[5 empty] | 41.84 | 41.84% | 1.992 | 55.7187 | 41.84%
[5 empty] | 41.85 | 41.85% | 1.9923 | 55.7269 | 41.85%
[5 empty] | 41.86 | 41.86% | 1.9926 | 55.735 | 41.86%
[5 empty] | 41.87 | 41.87% | 1.9929 | 55.7432 | 41.87%
[5 empty] | 41.88 | 41.88% | 1.9932 | 55.7513 | 41.88%
[5 empty] | 41.89 | 41.89% | 1.9935 | 55.7595 | 41.89%
[5 empty] | 41.9 | 41.9% | 1.9938 | 55.7677 | 41.9%
[5 empty] | 41.91 | 41.91% | 1.9941 | 55.7758 | 41.91%
[5 empty] | 41.92 | 41.92% | 1.9944 | 55.784 | 41.92%
[5 empty] | 41.93 | 41.93% | 1.9947 | 55.7922 | 41.93%
[5 empty] | 41.94 | 41.94% | 1.995 | 55.8004 | 41.94%
[5 empty] | 41.95 | 41.95% | 1.9953 | 55.8085 | 41.95%
[5 empty] | 41.96 | 41.96% | 1.9956 | 55.8167 | 41.96%
[5 empty] | 41.97 | 41.97% | 1.9959 | 55.8249 | 41.97%
[5 empty] | 41.98 | 41.98% | 1.9962 | 55.8331 | 41.98%
[5 empty] | 41.99 | 41.99% | 1.9966 | 55.8412 | 41.99%
[5 empty] | 42 | 42% | 1.9969 | 55.8494 | 42%
[5 empty] | 42.01 | 42.01% | 1.9972 | 55.8576 | 42.01%
[5 empty] | 42.02 | 42.02% | 1.9975 | 55.8658 | 42.02%
[5 empty] | 42.03 | 42.03% | 1.9978 | 55.874 | 42.03%
[5 empty] | 42.04 | 42.04% | 1.9981 | 55.8821 | 42.04%
[5 empty] | 42.05 | 42.05% | 1.9984 | 55.8903 | 42.05%
[5 empty] | 42.06 | 42.06% | 1.9987 | 55.8985 | 42.06%
[5 empty] | 42.07 | 42.07% | 1.999 | 55.9067 | 42.07%
[5 empty] | 42.08 | 42.08% | 1.9993 | 55.9149 | 42.08%
[5 empty] | 42.09 | 42.09% | 1.9996 | 55.9231 | 42.09%
[5 empty] | 42.1 | 42.1% | 1.9999 | 55.9313 | 42.1%
[5 empty] | 42.11 | 42.11% | 2.0002 | 55.9395 | 42.11%
[5 empty] | 42.12 | 42.12% | 2.0005 | 55.9477 | 42.12%
[5 empty] | 42.13 | 42.13% | 2.0008 | 55.9559 | 42.13%
[5 empty] | 42.14 | 42.14% | 2.0011 | 55.964 | 42.14%
[5 empty] | 42.15 | 42.15% | 2.0014 | 55.9722 | 42.15%
[5 empty] | 42.16 | 42.16% | 2.0017 | 55.9804 | 42.16%
[5 empty] | 42.17 | 42.17% | 2.002 | 55.9886 | 42.17%
[5 empty] | 42.18 | 42.18% | 2.0023 | 55.9969 | 42.18%
[5 empty] | 42.19 | 42.19% | 2.0026 | 56.0051 | 42.19%
[5 empty] | 42.2 | 42.2% | 2.0029 | 56.0133 | 42.2%
[5 empty] | 42.21 | 42.21% | 2.0032 | 56.0215 | 42.21%
[5 empty] | 42.22 | 42.22% | 2.0035 | 56.0297 | 42.22%
[5 empty] | 42.23 | 42.23% | 2.0038 | 56.0379 | 42.23%
[5 empty] | 42.24 | 42.24% | 2.0041 | 56.0461 | 42.24%
[5 empty] | 42.25 | 42.25% | 2.0044 | 56.0543 | 42.25%
[5 empty] | 42.26 | 42.26% | 2.0047 | 56.0625 | 42.26%
[5 empty] | 42.27 | 42.27% | 2.005 | 56.0707 | 42.27%
[5 empty] | 42.28 | 42.28% | 2.0053 | 56.0789 | 42.28%
[5 empty] | 42.29 | 42.29% | 2.0056 | 56.0872 | 42.29%
[5 empty] | 42.3 | 42.3% | 2.0059 | 56.0954 | 42.3%
[5 empty] | 42.31 | 42.31% | 2.0062 | 56.1036 | 42.31%
[5 empty] | 42.32 | 42.32% | 2.0065 | 56.1118 | 42.32%
[5 empty] | 42.33 | 42.33% | 2.0068 | 56.12 | 42.33%
[5 empty] | 42.34 | 42.34% | 2.0071 | 56.1283 | 42.34%
[5 empty] | 42.35 | 42.35% | 2.0074 | 56.1365 | 42.35%
[5 empty] | 42.36 | 42.36% | 2.0077 | 56.1447 | 42.36%
[5 empty] | 42.37 | 42.37% | 2.008 | 56.1529 | 42.37%
[5 empty] | 42.38 | 42.38% | 2.0083 | 56.1612 | 42.38%
[5 empty] | 42.39 | 42.39% | 2.0086 | 56.1694 | 42.39%
[5 empty] | 42.4 | 42.4% | 2.0089 | 56.1776 | 42.4%
[5 empty] | 42.41 | 42.41% | 2.0092 | 56.1859 | 42.41%
[5 empty] | 42.42 | 42.42% | 2.0095 | 56.1941 | 42.42%
[5 empty] | 42.43 | 42.43% | 2.0098 | 56.2023 | 42.43%
[5 empty] | 42.44 | 42.44% | 2.0101 | 56.2106 | 42.44%
[5 empty] | 42.45 | 42.45% | 2.0104 | 56.2188 | 42.45%
[5 empty] | 42.46 | 42.46% | 2.0107 | 56.227 | 42.46%
[5 empty] | 42.47 | 42.47% | 2.011 | 56.2353 | 42.47%
[5 empty] | 42.48 | 42.48% | 2.0113 | 56.2435 | 42.48%
[5 empty] | 42.49 | 42.49% | 2.0116 | 56.2518 | 42.49%
[5 empty] | 42.5 | 42.5% | 2.0119 | 56.26 | 42.5%
[5 empty] | 42.51 | 42.51% | 2.0122 | 56.2683 | 42.51%
[5 empty] | 42.52 | 42.52% | 2.0125 | 56.2765 | 42.52%
[5 empty] | 42.53 | 42.53% | 2.0128 | 56.2847 | 42.53%
[5 empty] | 42.54 | 42.54% | 2.0131 | 56.293 | 42.54%
[5 empty] | 42.55 | 42.55% | 2.0134 | 56.3013 | 42.55%
[5 empty] | 42.56 | 42.56% | 2.0137 | 56.3095 | 42.56%
[5 empty] | 42.57 | 42.57% | 2.014 | 56.3178 | 42.57%
[5 empty] | 42.58 | 42.58% | 2.0143 | 56.326 | 42.58%
[5 empty] | 42.59 | 42.59% | 2.0146 | 56.3343 | 42.59%
[5 empty] | 42.6 | 42.6% | 2.0149 | 56.3425 | 42.6%
[5 empty] | 42.61 | 42.61% | 2.0152 | 56.3508 | 42.61%
[5 empty] | 42.62 | 42.62% | 2.0155 | 56.359 | 42.62%
[5 empty] | 42.63 | 42.63% | 2.0158 | 56.3673 | 42.63%
[5 empty] | 42.64 | 42.64% | 2.0161 | 56.3756 | 42.64%
[5 empty] | 42.65 | 42.65% | 2.0164 | 56.3838 | 42.65%
[5 empty] | 42.66 | 42.66% | 2.0167 | 56.3921 | 42.66%
[5 empty] | 42.67 | 42.67% | 2.017 | 56.4004 | 42.67%
[5 empty] | 42.68 | 42.68% | 2.0173 | 56.4086 | 42.68%
[5 empty] | 42.69 | 42.69% | 2.0176 | 56.4169 | 42.69%
[5 empty] | 42.7 | 42.7% | 2.0179 | 56.4252 | 42.7%
[5 empty] | 42.71 | 42.71% | 2.0182 | 56.4335 | 42.71%
[5 empty] | 42.72 | 42.72% | 2.0185 | 56.4417 | 42.72%
[5 empty] | 42.73 | 42.73% | 2.0188 | 56.45 | 42.73%
[5 empty] | 42.74 | 42.74% | 2.0191 | 56.4583 | 42.74%
[5 empty] | 42.75 | 42.75% | 2.0194 | 56.4666 | 42.75%
[5 empty] | 42.76 | 42.76% | 2.0197 | 56.4748 | 42.76%
[5 empty] | 42.77 | 42.77% | 2.02 | 56.4831 | 42.77%
[5 empty] | 42.78 | 42.78% | 2.0203 | 56.4914 | 42.78%
[5 empty] | 42.79 | 42.79% | 2.0206 | 56.4997 | 42.79%
[5 empty] | 42.8 | 42.8% | 2.0209 | 56.508 | 42.8%
[5 empty] | 42.81 | 42.81% | 2.0212 | 56.5163 | 42.81%
[5 empty] | 42.82 | 42.82% | 2.0215 | 56.5246 | 42.82%
[5 empty] | 42.83 | 42.83% | 2.0218 | 56.5328 | 42.83%
[5 empty] | 42.84 | 42.84% | 2.0221 | 56.5411 | 42.84%
[5 empty] | 42.85 | 42.85% | 2.0224 | 56.5494 | 42.85%
[5 empty] | 42.86 | 42.86% | 2.0226 | 56.5577 | 42.86%
[5 empty] | 42.87 | 42.87% | 2.0229 | 56.566 | 42.87%
[5 empty] | 42.88 | 42.88% | 2.0232 | 56.5743 | 42.88%
[5 empty] | 42.89 | 42.89% | 2.0235 | 56.5826 | 42.89%
[5 empty] | 42.9 | 42.9% | 2.0238 | 56.5909 | 42.9%
[5 empty] | 42.91 | 42.91% | 2.0241 | 56.5992 | 42.91%
[5 empty] | 42.92 | 42.92% | 2.0244 | 56.6075 | 42.92%
[5 empty] | 42.93 | 42.93% | 2.0247 | 56.6158 | 42.93%
[5 empty] | 42.94 | 42.94% | 2.025 | 56.6241 | 42.94%
[5 empty] | 42.95 | 42.95% | 2.0253 | 56.6324 | 42.95%
[5 empty] | 42.96 | 42.96% | 2.0256 | 56.6408 | 42.96%
[5 empty] | 42.97 | 42.97% | 2.0259 | 56.6491 | 42.97%
[5 empty] | 42.98 | 42.98% | 2.0262 | 56.6574 | 42.98%
[5 empty] | 42.99 | 42.99% | 2.0265 | 56.6657 | 42.99%
[5 empty] | 43 | 43% | 2.0268 | 56.674 | 43%
[5 empty] | 43.01 | 43.01% | 2.0271 | 56.6823 | 43.01%
[5 empty] | 43.02 | 43.02% | 2.0274 | 56.6906 | 43.02%
[5 empty] | 43.03 | 43.03% | 2.0277 | 56.699 | 43.03%
[5 empty] | 43.04 | 43.04% | 2.028 | 56.7073 | 43.04%
[5 empty] | 43.05 | 43.05% | 2.0283 | 56.7156 | 43.05%
[5 empty] | 43.06 | 43.06% | 2.0286 | 56.7239 | 43.06%
[5 empty] | 43.07 | 43.07% | 2.0289 | 56.7323 | 43.07%
[5 empty] | 43.08 | 43.08% | 2.0292 | 56.7406 | 43.08%
[5 empty] | 43.09 | 43.09% | 2.0295 | 56.7489 | 43.09%
[5 empty] | 43.1 | 43.1% | 2.0298 | 56.7572 | 43.1%
[5 empty] | 43.11 | 43.11% | 2.0301 | 56.7656 | 43.11%
[5 empty] | 43.12 | 43.12% | 2.0304 | 56.7739 | 43.12%
[5 empty] | 43.13 | 43.13% | 2.0307 | 56.7822 | 43.13%
[5 empty] | 43.14 | 43.14% | 2.031 | 56.7906 | 43.14%
[5 empty] | 43.15 | 43.15% | 2.0313 | 56.7989 | 43.15%
[5 empty] | 43.16 | 43.16% | 2.0316 | 56.8072 | 43.16%
[5 empty] | 43.17 | 43.17% | 2.0319 | 56.8156 | 43.17%
[5 empty] | 43.18 | 43.18% | 2.0321 | 56.8239 | 43.18%
[5 empty] | 43.19 | 43.19% | 2.0324 | 56.8323 | 43.19%
[5 empty] | 43.2 | 43.2% | 2.0327 | 56.8406 | 43.2%
[5 empty] | 43.21 | 43.21% | 2.033 | 56.849 | 43.21%
[5 empty] | 43.22 | 43.22% | 2.0333 | 56.8573 | 43.22%
[5 empty] | 43.23 | 43.23% | 2.0336 | 56.8657 | 43.23%
[5 empty] | 43.24 | 43.24% | 2.0339 | 56.874 | 43.24%
[5 empty] | 43.25 | 43.25% | 2.0342 | 56.8824 | 43.25%
[5 empty] | 43.26 | 43.26% | 2.0345 | 56.8907 | 43.26%
[5 empty] | 43.27 | 43.27% | 2.0348 | 56.8991 | 43.27%
[5 empty] | 43.28 | 43.28% | 2.0351 | 56.9074 | 43.28%
[5 empty] | 43.29 | 43.29% | 2.0354 | 56.9158 | 43.29%
[5 empty] | 43.3 | 43.3% | 2.0357 | 56.9242 | 43.3%
[5 empty] | 43.31 | 43.31% | 2.036 | 56.9325 | 43.31%
[5 empty] | 43.32 | 43.32% | 2.0363 | 56.9409 | 43.32%
[5 empty] | 43.33 | 43.33% | 2.0366 | 56.9492 | 43.33%
[5 empty] | 43.34 | 43.34% | 2.0369 | 56.9576 | 43.34%
[5 empty] | 43.35 | 43.35% | 2.0372 | 56.966 | 43.35%
[5 empty] | 43.36 | 43.36% | 2.0375 | 56.9743 | 43.36%
[5 empty] | 43.37 | 43.37% | 2.0378 | 56.9827 | 43.37%
[5 empty] | 43.38 | 43.38% | 2.0381 | 56.9911 | 43.38%
[5 empty] | 43.39 | 43.39% | 2.0383 | 56.9995 | 43.39%
[5 empty] | 43.4 | 43.4% | 2.0386 | 57.0078 | 43.4%
[5 empty] | 43.41 | 43.41% | 2.0389 | 57.0162 | 43.41%
[5 empty] | 43.42 | 43.42% | 2.0392 | 57.0246 | 43.42%
[5 empty] | 43.43 | 43.43% | 2.0395 | 57.033 | 43.43%
[5 empty] | 43.44 | 43.44% | 2.0398 | 57.0414 | 43.44%
[5 empty] | 43.45 | 43.45% | 2.0401 | 57.0497 | 43.45%
[5 empty] | 43.46 | 43.46% | 2.0404 | 57.0581 | 43.46%
[5 empty] | 43.47 | 43.47% | 2.0407 | 57.0665 | 43.47%
[5 empty] | 43.48 | 43.48% | 2.041 | 57.0749 | 43.48%
[5 empty] | 43.49 | 43.49% | 2.0413 | 57.0833 | 43.49%
[5 empty] | 43.5 | 43.5% | 2.0416 | 57.0917 | 43.5%
[5 empty] | 43.51 | 43.51% | 2.0419 | 57.1001 | 43.51%
[5 empty] | 43.52 | 43.52% | 2.0422 | 57.1085 | 43.52%
[5 empty] | 43.53 | 43.53% | 2.0425 | 57.1169 | 43.53%
[5 empty] | 43.54 | 43.54% | 2.0428 | 57.1253 | 43.54%
[5 empty] | 43.55 | 43.55% | 2.0431 | 57.1337 | 43.55%
[5 empty] | 43.56 | 43.56% | 2.0434 | 57.1421 | 43.56%
[5 empty] | 43.57 | 43.57% | 2.0436 | 57.1505 | 43.57%
[5 empty] | 43.58 | 43.58% | 2.0439 | 57.1589 | 43.58%
[5 empty] | 43.59 | 43.59% | 2.0442 | 57.1673 | 43.59%
[5 empty] | 43.6 | 43.6% | 2.0445 | 57.1757 | 43.6%
[5 empty] | 43.61 | 43.61% | 2.0448 | 57.1841 | 43.61%
[5 empty] | 43.62 | 43.62% | 2.0451 | 57.1925 | 43.62%
[5 empty] | 43.63 | 43.63% | 2.0454 | 57.2009 | 43.63%
[5 empty] | 43.64 | 43.64% | 2.0457 | 57.2093 | 43.64%
[5 empty] | 43.65 | 43.65% | 2.046 | 57.2177 | 43.65%
[5 empty] | 43.66 | 43.66% | 2.0463 | 57.2262 | 43.66%
[5 empty] | 43.67 | 43.67% | 2.0466 | 57.2346 | 43.67%
[5 empty] | 43.68 | 43.68% | 2.0469 | 57.243 | 43.68%
[5 empty] | 43.69 | 43.69% | 2.0472 | 57.2514 | 43.69%
[5 empty] | 43.7 | 43.7% | 2.0475 | 57.2598 | 43.7%
[5 empty] | 43.71 | 43.71% | 2.0478 | 57.2683 | 43.71%
[5 empty] | 43.72 | 43.72% | 2.048 | 57.2767 | 43.72%
[5 empty] | 43.73 | 43.73% | 2.0483 | 57.2851 | 43.73%
[5 empty] | 43.74 | 43.74% | 2.0486 | 57.2935 | 43.74%
[5 empty] | 43.75 | 43.75% | 2.0489 | 57.302 | 43.75%
[5 empty] | 43.76 | 43.76% | 2.0492 | 57.3104 | 43.76%
[5 empty] | 43.77 | 43.77% | 2.0495 | 57.3188 | 43.77%
[5 empty] | 43.78 | 43.78% | 2.0498 | 57.3273 | 43.78%
[5 empty] | 43.79 | 43.79% | 2.0501 | 57.3357 | 43.79%
[5 empty] | 43.8 | 43.8% | 2.0504 | 57.3442 | 43.8%
[5 empty] | 43.81 | 43.81% | 2.0507 | 57.3526 | 43.81%
[5 empty] | 43.82 | 43.82% | 2.051 | 57.361 | 43.82%
[5 empty] | 43.83 | 43.83% | 2.0513 | 57.3695 | 43.83%
[5 empty] | 43.84 | 43.84% | 2.0516 | 57.3779 | 43.84%
[5 empty] | 43.85 | 43.85% | 2.0518 | 57.3864 | 43.85%
[5 empty] | 43.86 | 43.86% | 2.0521 | 57.3948 | 43.86%
[5 empty] | 43.87 | 43.87% | 2.0524 | 57.4033 | 43.87%
[5 empty] | 43.88 | 43.88% | 2.0527 | 57.4117 | 43.88%
[5 empty] | 43.89 | 43.89% | 2.053 | 57.4202 | 43.89%
[5 empty] | 43.9 | 43.9% | 2.0533 | 57.4287 | 43.9%
[5 empty] | 43.91 | 43.91% | 2.0536 | 57.4371 | 43.91%
[5 empty] | 43.92 | 43.92% | 2.0539 | 57.4456 | 43.92%
[5 empty] | 43.93 | 43.93% | 2.0542 | 57.454 | 43.93%
[5 empty] | 43.94 | 43.94% | 2.0545 | 57.4625 | 43.94%
[5 empty] | 43.95 | 43.95% | 2.0548 | 57.471 | 43.95%
[5 empty] | 43.96 | 43.96% | 2.0551 | 57.4794 | 43.96%
[5 empty] | 43.97 | 43.97% | 2.0553 | 57.4879 | 43.97%
[5 empty] | 43.98 | 43.98% | 2.0556 | 57.4964 | 43.98%
[5 empty] | 43.99 | 43.99% | 2.0559 | 57.5048 | 43.99%
[5 empty] | 44 | 44% | 2.0562 | 57.5133 | 44%
[5 empty] | 44.01 | 44.01% | 2.0565 | 57.5218 | 44.01%
[5 empty] | 44.02 | 44.02% | 2.0568 | 57.5303 | 44.02%
[5 empty] | 44.03 | 44.03% | 2.0571 | 57.5387 | 44.03%
[5 empty] | 44.04 | 44.04% | 2.0574 | 57.5472 | 44.04%
[5 empty] | 44.05 | 44.05% | 2.0577 | 57.5557 | 44.05%
[5 empty] | 44.06 | 44.06% | 2.058 | 57.5642 | 44.06%
[5 empty] | 44.07 | 44.07% | 2.0583 | 57.5727 | 44.07%
[5 empty] | 44.08 | 44.08% | 2.0586 | 57.5812 | 44.08%
[5 empty] | 44.09 | 44.09% | 2.0588 | 57.5896 | 44.09%
[5 empty] | 44.1 | 44.1% | 2.0591 | 57.5981 | 44.1%
[5 empty] | 44.11 | 44.11% | 2.0594 | 57.6066 | 44.11%
[5 empty] | 44.12 | 44.12% | 2.0597 | 57.6151 | 44.12%
[5 empty] | 44.13 | 44.13% | 2.06 | 57.6236 | 44.13%
[5 empty] | 44.14 | 44.14% | 2.0603 | 57.6321 | 44.14%
[5 empty] | 44.15 | 44.15% | 2.0606 | 57.6406 | 44.15%
[5 empty] | 44.16 | 44.16% | 2.0609 | 57.6491 | 44.16%
[5 empty] | 44.17 | 44.17% | 2.0612 | 57.6576 | 44.17%
[5 empty] | 44.18 | 44.18% | 2.0615 | 57.6661 | 44.18%
[5 empty] | 44.19 | 44.19% | 2.0617 | 57.6746 | 44.19%
[5 empty] | 44.2 | 44.2% | 2.062 | 57.6831 | 44.2%
[5 empty] | 44.21 | 44.21% | 2.0623 | 57.6916 | 44.21%
[5 empty] | 44.22 | 44.22% | 2.0626 | 57.7002 | 44.22%
[5 empty] | 44.23 | 44.23% | 2.0629 | 57.7087 | 44.23%
[5 empty] | 44.24 | 44.24% | 2.0632 | 57.7172 | 44.24%
[5 empty] | 44.25 | 44.25% | 2.0635 | 57.7257 | 44.25%
[5 empty] | 44.26 | 44.26% | 2.0638 | 57.7342 | 44.26%
[5 empty] | 44.27 | 44.27% | 2.0641 | 57.7427 | 44.27%
[5 empty] | 44.28 | 44.28% | 2.0644 | 57.7513 | 44.28%
[5 empty] | 44.29 | 44.29% | 2.0646 | 57.7598 | 44.29%
[5 empty] | 44.3 | 44.3% | 2.0649 | 57.7683 | 44.3%
[5 empty] | 44.31 | 44.31% | 2.0652 | 57.7768 | 44.31%
[5 empty] | 44.32 | 44.32% | 2.0655 | 57.7854 | 44.32%
[5 empty] | 44.33 | 44.33% | 2.0658 | 57.7939 | 44.33%
[5 empty] | 44.34 | 44.34% | 2.0661 | 57.8024 | 44.34%
[5 empty] | 44.35 | 44.35% | 2.0664 | 57.811 | 44.35%
[5 empty] | 44.36 | 44.36% | 2.0667 | 57.8195 | 44.36%
[5 empty] | 44.37 | 44.37% | 2.067 | 57.828 | 44.37%
[5 empty] | 44.38 | 44.38% | 2.0672 | 57.8366 | 44.38%
[5 empty] | 44.39 | 44.39% | 2.0675 | 57.8451 | 44.39%
[5 empty] | 44.4 | 44.4% | 2.0678 | 57.8537 | 44.4%
[5 empty] | 44.41 | 44.41% | 2.0681 | 57.8622 | 44.41%
[5 empty] | 44.42 | 44.42% | 2.0684 | 57.8707 | 44.42%
[5 empty] | 44.43 | 44.43% | 2.0687 | 57.8793 | 44.43%
[5 empty] | 44.44 | 44.44% | 2.069 | 57.8878 | 44.44%
[5 empty] | 44.45 | 44.45% | 2.0693 | 57.8964 | 44.45%
[5 empty] | 44.46 | 44.46% | 2.0696 | 57.905 | 44.46%
[5 empty] | 44.47 | 44.47% | 2.0698 | 57.9135 | 44.47%
[5 empty] | 44.48 | 44.48% | 2.0701 | 57.9221 | 44.48%
[5 empty] | 44.49 | 44.49% | 2.0704 | 57.9306 | 44.49%
[5 empty] | 44.5 | 44.5% | 2.0707 | 57.9392 | 44.5%
[5 empty] | 44.51 | 44.51% | 2.071 | 57.9477 | 44.51%
[5 empty] | 44.52 | 44.52% | 2.0713 | 57.9563 | 44.52%
[5 empty] | 44.53 | 44.53% | 2.0716 | 57.9649 | 44.53%
[5 empty] | 44.54 | 44.54% | 2.0719 | 57.9734 | 44.54%
[5 empty] | 44.55 | 44.55% | 2.0722 | 57.982 | 44.55%
[5 empty] | 44.56 | 44.56% | 2.0724 | 57.9906 | 44.56%
[5 empty] | 44.57 | 44.57% | 2.0727 | 57.9992 | 44.57%
[5 empty] | 44.58 | 44.58% | 2.073 | 58.0077 | 44.58%
[5 empty] | 44.59 | 44.59% | 2.0733 | 58.0163 | 44.59%
[5 empty] | 44.6 | 44.6% | 2.0736 | 58.0249 | 44.6%
[5 empty] | 44.61 | 44.61% | 2.0739 | 58.0335 | 44.61%
[5 empty] | 44.62 | 44.62% | 2.0742 | 58.0421 | 44.62%
[5 empty] | 44.63 | 44.63% | 2.0745 | 58.0506 | 44.63%
[5 empty] | 44.64 | 44.64% | 2.0747 | 58.0592 | 44.64%
[5 empty] | 44.65 | 44.65% | 2.075 | 58.0678 | 44.65%
[5 empty] | 44.66 | 44.66% | 2.0753 | 58.0764 | 44.66%
[5 empty] | 44.67 | 44.67% | 2.0756 | 58.085 | 44.67%
[5 empty] | 44.68 | 44.68% | 2.0759 | 58.0936 | 44.68%
[5 empty] | 44.69 | 44.69% | 2.0762 | 58.1022 | 44.69%
[5 empty] | 44.7 | 44.7% | 2.0765 | 58.1108 | 44.7%
[5 empty] | 44.71 | 44.71% | 2.0767 | 58.1194 | 44.71%
[5 empty] | 44.72 | 44.72% | 2.077 | 58.128 | 44.72%
[5 empty] | 44.73 | 44.73% | 2.0773 | 58.1366 | 44.73%
[5 empty] | 44.74 | 44.74% | 2.0776 | 58.1452 | 44.74%
[5 empty] | 44.75 | 44.75% | 2.0779 | 58.1538 | 44.75%
[5 empty] | 44.76 | 44.76% | 2.0782 | 58.1624 | 44.76%
[5 empty] | 44.77 | 44.77% | 2.0785 | 58.171 | 44.77%
[5 empty] | 44.78 | 44.78% | 2.0788 | 58.1796 | 44.78%
[5 empty] | 44.79 | 44.79% | 2.079 | 58.1883 | 44.79%
[5 empty] | 44.8 | 44.8% | 2.0793 | 58.1969 | 44.8%
[5 empty] | 44.81 | 44.81% | 2.0796 | 58.2055 | 44.81%
[5 empty] | 44.82 | 44.82% | 2.0799 | 58.2141 | 44.82%
[5 empty] | 44.83 | 44.83% | 2.0802 | 58.2227 | 44.83%
[5 empty] | 44.84 | 44.84% | 2.0805 | 58.2314 | 44.84%
[5 empty] | 44.85 | 44.85% | 2.0808 | 58.24 | 44.85%
[5 empty] | 44.86 | 44.86% | 2.081 | 58.2486 | 44.86%
[5 empty] | 44.87 | 44.87% | 2.0813 | 58.2572 | 44.87%
[5 empty] | 44.88 | 44.88% | 2.0816 | 58.2659 | 44.88%
[5 empty] | 44.89 | 44.89% | 2.0819 | 58.2745 | 44.89%
[5 empty] | 44.9 | 44.9% | 2.0822 | 58.2831 | 44.9%
[5 empty] | 44.91 | 44.91% | 2.0825 | 58.2918 | 44.91%
[5 empty] | 44.92 | 44.92% | 2.0828 | 58.3004 | 44.92%
[5 empty] | 44.93 | 44.93% | 2.083 | 58.3091 | 44.93%
[5 empty] | 44.94 | 44.94% | 2.0833 | 58.3177 | 44.94%
[5 empty] | 44.95 | 44.95% | 2.0836 | 58.3263 | 44.95%
[5 empty] | 44.96 | 44.96% | 2.0839 | 58.335 | 44.96%
[5 empty] | 44.97 | 44.97% | 2.0842 | 58.3436 | 44.97%
[5 empty] | 44.98 | 44.98% | 2.0845 | 58.3523 | 44.98%
[5 empty] | 44.99 | 44.99% | 2.0848 | 58.3609 | 44.99%
[5 empty] | 45 | 45% | 2.085 | 58.3696 | 45%
[5 empty] | 45.01 | 45.01% | 2.0853 | 58.3783 | 45.01%
[5 empty] | 45.02 | 45.02% | 2.0856 | 58.3869 | 45.02%
[5 empty] | 45.03 | 45.03% | 2.0859 | 58.3956 | 45.03%
[5 empty] | 45.04 | 45.04% | 2.0862 | 58.4042 | 45.04%
[5 empty] | 45.05 | 45.05% | 2.0865 | 58.4129 | 45.05%
[5 empty] | 45.06 | 45.06% | 2.0868 | 58.4216 | 45.06%
[5 empty] | 45.07 | 45.07% | 2.087 | 58.4302 | 45.07%
[5 empty] | 45.08 | 45.08% | 2.0873 | 58.4389 | 45.08%
[5 empty] | 45.09 | 45.09% | 2.0876 | 58.4476 | 45.09%
[5 empty] | 45.1 | 45.1% | 2.0879 | 58.4563 | 45.1%
[5 empty] | 45.11 | 45.11% | 2.0882 | 58.4649 | 45.11%
[5 empty] | 45.12 | 45.12% | 2.0885 | 58.4736 | 45.12%
[5 empty] | 45.13 | 45.13% | 2.0887 | 58.4823 | 45.13%
[5 empty] | 45.14 | 45.14% | 2.089 | 58.491 | 45.14%
[5 empty] | 45.15 | 45.15% | 2.0893 | 58.4997 | 45.15%
[5 empty] | 45.16 | 45.16% | 2.0896 | 58.5083 | 45.16%
[5 empty] | 45.17 | 45.17% | 2.0899 | 58.517 | 45.17%
[5 empty] | 45.18 | 45.18% | 2.0902 | 58.5257 | 45.18%
[5 empty] | 45.19 | 45.19% | 2.0905 | 58.5344 | 45.19%
[5 empty] | 45.2 | 45.2% | 2.0907 | 58.5431 | 45.2%
[5 empty] | 45.21 | 45.21% | 2.091 | 58.5518 | 45.21%
[5 empty] | 45.22 | 45.22% | 2.0913 | 58.5605 | 45.22%
[5 empty] | 45.23 | 45.23% | 2.0916 | 58.5692 | 45.23%
[5 empty] | 45.24 | 45.24% | 2.0919 | 58.5779 | 45.24%
[5 empty] | 45.25 | 45.25% | 2.0922 | 58.5866 | 45.25%
[5 empty] | 45.26 | 45.26% | 2.0924 | 58.5953 | 45.26%
[5 empty] | 45.27 | 45.27% | 2.0927 | 58.604 | 45.27%
[5 empty] | 45.28 | 45.28% | 2.093 | 58.6127 | 45.28%
[5 empty] | 45.29 | 45.29% | 2.0933 | 58.6214 | 45.29%
[5 empty] | 45.3 | 45.3% | 2.0936 | 58.6302 | 45.3%
[5 empty] | 45.31 | 45.31% | 2.0939 | 58.6389 | 45.31%
[5 empty] | 45.32 | 45.32% | 2.0941 | 58.6476 | 45.32%
[5 empty] | 45.33 | 45.33% | 2.0944 | 58.6563 | 45.33%
[5 empty] | 45.34 | 45.34% | 2.0947 | 58.665 | 45.34%
[5 empty] | 45.35 | 45.35% | 2.095 | 58.6738 | 45.35%
[5 empty] | 45.36 | 45.36% | 2.0953 | 58.6825 | 45.36%
[5 empty] | 45.37 | 45.37% | 2.0956 | 58.6912 | 45.37%
[5 empty] | 45.38 | 45.38% | 2.0958 | 58.6999 | 45.38%
[5 empty] | 45.39 | 45.39% | 2.0961 | 58.7087 | 45.39%
[5 empty] | 45.4 | 45.4% | 2.0964 | 58.7174 | 45.4%
[5 empty] | 45.41 | 45.41% | 2.0967 | 58.7261 | 45.41%
[5 empty] | 45.42 | 45.42% | 2.097 | 58.7349 | 45.42%
[5 empty] | 45.43 | 45.43% | 2.0973 | 58.7436 | 45.43%
[5 empty] | 45.44 | 45.44% | 2.0975 | 58.7524 | 45.44%
[5 empty] | 45.45 | 45.45% | 2.0978 | 58.7611 | 45.45%
[5 empty] | 45.46 | 45.46% | 2.0981 | 58.7699 | 45.46%
[5 empty] | 45.47 | 45.47% | 2.0984 | 58.7786 | 45.47%
[5 empty] | 45.48 | 45.48% | 2.0987 | 58.7874 | 45.48%
[5 empty] | 45.49 | 45.49% | 2.0989 | 58.7961 | 45.49%
[5 empty] | 45.5 | 45.5% | 2.0992 | 58.8049 | 45.5%
[5 empty] | 45.51 | 45.51% | 2.0995 | 58.8136 | 45.51%
[5 empty] | 45.52 | 45.52% | 2.0998 | 58.8224 | 45.52%
[5 empty] | 45.53 | 45.53% | 2.1001 | 58.8311 | 45.53%
[5 empty] | 45.54 | 45.54% | 2.1004 | 58.8399 | 45.54%
[5 empty] | 45.55 | 45.55% | 2.1006 | 58.8487 | 45.55%
[5 empty] | 45.56 | 45.56% | 2.1009 | 58.8574 | 45.56%
[5 empty] | 45.57 | 45.57% | 2.1012 | 58.8662 | 45.57%
[5 empty] | 45.58 | 45.58% | 2.1015 | 58.875 | 45.58%
[5 empty] | 45.59 | 45.59% | 2.1018 | 58.8837 | 45.59%
[5 empty] | 45.6 | 45.6% | 2.102 | 58.8925 | 45.6%
[5 empty] | 45.61 | 45.61% | 2.1023 | 58.9013 | 45.61%
[5 empty] | 45.62 | 45.62% | 2.1026 | 58.9101 | 45.62%
[5 empty] | 45.63 | 45.63% | 2.1029 | 58.9189 | 45.63%
[5 empty] | 45.64 | 45.64% | 2.1032 | 58.9276 | 45.64%
[5 empty] | 45.65 | 45.65% | 2.1035 | 58.9364 | 45.65%
[5 empty] | 45.66 | 45.66% | 2.1037 | 58.9452 | 45.66%
[5 empty] | 45.67 | 45.67% | 2.104 | 58.954 | 45.67%
[5 empty] | 45.68 | 45.68% | 2.1043 | 58.9628 | 45.68%
[5 empty] | 45.69 | 45.69% | 2.1046 | 58.9716 | 45.69%
[5 empty] | 45.7 | 45.7% | 2.1049 | 58.9804 | 45.7%
[5 empty] | 45.71 | 45.71% | 2.1051 | 58.9892 | 45.71%
[5 empty] | 45.72 | 45.72% | 2.1054 | 58.998 | 45.72%
[5 empty] | 45.73 | 45.73% | 2.1057 | 59.0068 | 45.73%
[5 empty] | 45.74 | 45.74% | 2.106 | 59.0156 | 45.74%
[5 empty] | 45.75 | 45.75% | 2.1063 | 59.0244 | 45.75%
[5 empty] | 45.76 | 45.76% | 2.1065 | 59.0332 | 45.76%
[5 empty] | 45.77 | 45.77% | 2.1068 | 59.042 | 45.77%
[5 empty] | 45.78 | 45.78% | 2.1071 | 59.0508 | 45.78%
[5 empty] | 45.79 | 45.79% | 2.1074 | 59.0596 | 45.79%
[5 empty] | 45.8 | 45.8% | 2.1077 | 59.0685 | 45.8%
[5 empty] | 45.81 | 45.81% | 2.1079 | 59.0773 | 45.81%
[5 empty] | 45.82 | 45.82% | 2.1082 | 59.0861 | 45.82%
[5 empty] | 45.83 | 45.83% | 2.1085 | 59.0949 | 45.83%
[5 empty] | 45.84 | 45.84% | 2.1088 | 59.1038 | 45.84%
[5 empty] | 45.85 | 45.85% | 2.1091 | 59.1126 | 45.85%
[5 empty] | 45.86 | 45.86% | 2.1093 | 59.1214 | 45.86%
[5 empty] | 45.87 | 45.87% | 2.1096 | 59.1302 | 45.87%
[5 empty] | 45.88 | 45.88% | 2.1099 | 59.1391 | 45.88%
[5 empty] | 45.89 | 45.89% | 2.1102 | 59.1479 | 45.89%
[5 empty] | 45.9 | 45.9% | 2.1105 | 59.1568 | 45.9%
[5 empty] | 45.91 | 45.91% | 2.1107 | 59.1656 | 45.91%
[5 empty] | 45.92 | 45.92% | 2.111 | 59.1744 | 45.92%
[5 empty] | 45.93 | 45.93% | 2.1113 | 59.1833 | 45.93%
[5 empty] | 45.94 | 45.94% | 2.1116 | 59.1921 | 45.94%
[5 empty] | 45.95 | 45.95% | 2.1119 | 59.201 | 45.95%
[5 empty] | 45.96 | 45.96% | 2.1121 | 59.2098 | 45.96%
[5 empty] | 45.97 | 45.97% | 2.1124 | 59.2187 | 45.97%
[5 empty] | 45.98 | 45.98% | 2.1127 | 59.2275 | 45.98%
[5 empty] | 45.99 | 45.99% | 2.113 | 59.2364 | 45.99%
[5 empty] | 46 | 46% | 2.1133 | 59.2453 | 46%
[5 empty] | 46.01 | 46.01% | 2.1135 | 59.2541 | 46.01%
[5 empty] | 46.02 | 46.02% | 2.1138 | 59.263 | 46.02%
[5 empty] | 46.03 | 46.03% | 2.1141 | 59.2719 | 46.03%
[5 empty] | 46.04 | 46.04% | 2.1144 | 59.2807 | 46.04%
[5 empty] | 46.05 | 46.05% | 2.1146 | 59.2896 | 46.05%
[5 empty] | 46.06 | 46.06% | 2.1149 | 59.2985 | 46.06%
[5 empty] | 46.07 | 46.07% | 2.1152 | 59.3074 | 46.07%
[5 empty] | 46.08 | 46.08% | 2.1155 | 59.3162 | 46.08%
[5 empty] | 46.09 | 46.09% | 2.1158 | 59.3251 | 46.09%
[5 empty] | 46.1 | 46.1% | 2.116 | 59.334 | 46.1%
[5 empty] | 46.11 | 46.11% | 2.1163 | 59.3429 | 46.11%
[5 empty] | 46.12 | 46.12% | 2.1166 | 59.3518 | 46.12%
[5 empty] | 46.13 | 46.13% | 2.1169 | 59.3607 | 46.13%
[5 empty] | 46.14 | 46.14% | 2.1172 | 59.3695 | 46.14%
[5 empty] | 46.15 | 46.15% | 2.1174 | 59.3784 | 46.15%
[5 empty] | 46.16 | 46.16% | 2.1177 | 59.3873 | 46.16%
[5 empty] | 46.17 | 46.17% | 2.118 | 59.3962 | 46.17%
[5 empty] | 46.18 | 46.18% | 2.1183 | 59.4051 | 46.18%
[5 empty] | 46.19 | 46.19% | 2.1185 | 59.414 | 46.19%
[5 empty] | 46.2 | 46.2% | 2.1188 | 59.4229 | 46.2%
[5 empty] | 46.21 | 46.21% | 2.1191 | 59.4318 | 46.21%
[5 empty] | 46.22 | 46.22% | 2.1194 | 59.4408 | 46.22%
[5 empty] | 46.23 | 46.23% | 2.1197 | 59.4497 | 46.23%
[5 empty] | 46.24 | 46.24% | 2.1199 | 59.4586 | 46.24%
[5 empty] | 46.25 | 46.25% | 2.1202 | 59.4675 | 46.25%
[5 empty] | 46.26 | 46.26% | 2.1205 | 59.4764 | 46.26%
[5 empty] | 46.27 | 46.27% | 2.1208 | 59.4853 | 46.27%
[5 empty] | 46.28 | 46.28% | 2.121 | 59.4943 | 46.28%
[5 empty] | 46.29 | 46.29% | 2.1213 | 59.5032 | 46.29%
[5 empty] | 46.3 | 46.3% | 2.1216 | 59.5121 | 46.3%
[5 empty] | 46.31 | 46.31% | 2.1219 | 59.521 | 46.31%
[5 empty] | 46.32 | 46.32% | 2.1221 | 59.53 | 46.32%
[5 empty] | 46.33 | 46.33% | 2.1224 | 59.5389 | 46.33%
[5 empty] | 46.34 | 46.34% | 2.1227 | 59.5478 | 46.34%
[5 empty] | 46.35 | 46.35% | 2.123 | 59.5568 | 46.35%
[5 empty] | 46.36 | 46.36% | 2.1233 | 59.5657 | 46.36%
[5 empty] | 46.37 | 46.37% | 2.1235 | 59.5747 | 46.37%
[5 empty] | 46.38 | 46.38% | 2.1238 | 59.5836 | 46.38%
[5 empty] | 46.39 | 46.39% | 2.1241 | 59.5926 | 46.39%
[5 empty] | 46.4 | 46.4% | 2.1244 | 59.6015 | 46.4%
[5 empty] | 46.41 | 46.41% | 2.1246 | 59.6105 | 46.41%
[5 empty] | 46.42 | 46.42% | 2.1249 | 59.6194 | 46.42%
[5 empty] | 46.43 | 46.43% | 2.1252 | 59.6284 | 46.43%
[5 empty] | 46.44 | 46.44% | 2.1255 | 59.6373 | 46.44%
[5 empty] | 46.45 | 46.45% | 2.1257 | 59.6463 | 46.45%
[5 empty] | 46.46 | 46.46% | 2.126 | 59.6553 | 46.46%
[5 empty] | 46.47 | 46.47% | 2.1263 | 59.6642 | 46.47%
[5 empty] | 46.48 | 46.48% | 2.1266 | 59.6732 | 46.48%
[5 empty] | 46.49 | 46.49% | 2.1268 | 59.6822 | 46.49%
[5 empty] | 46.5 | 46.5% | 2.1271 | 59.6911 | 46.5%
[5 empty] | 46.51 | 46.51% | 2.1274 | 59.7001 | 46.51%
[5 empty] | 46.52 | 46.52% | 2.1277 | 59.7091 | 46.52%
[5 empty] | 46.53 | 46.53% | 2.128 | 59.7181 | 46.53%
[5 empty] | 46.54 | 46.54% | 2.1282 | 59.7271 | 46.54%
[5 empty] | 46.55 | 46.55% | 2.1285 | 59.736 | 46.55%
[5 empty] | 46.56 | 46.56% | 2.1288 | 59.745 | 46.56%
[5 empty] | 46.57 | 46.57% | 2.1291 | 59.754 | 46.57%
[5 empty] | 46.58 | 46.58% | 2.1293 | 59.763 | 46.58%
[5 empty] | 46.59 | 46.59% | 2.1296 | 59.772 | 46.59%
[5 empty] | 46.6 | 46.6% | 2.1299 | 59.781 | 46.6%
[5 empty] | 46.61 | 46.61% | 2.1302 | 59.79 | 46.61%
[5 empty] | 46.62 | 46.62% | 2.1304 | 59.799 | 46.62%
[5 empty] | 46.63 | 46.63% | 2.1307 | 59.808 | 46.63%
[5 empty] | 46.64 | 46.64% | 2.131 | 59.817 | 46.64%
[5 empty] | 46.65 | 46.65% | 2.1313 | 59.826 | 46.65%
[5 empty] | 46.66 | 46.66% | 2.1315 | 59.835 | 46.66%
[5 empty] | 46.67 | 46.67% | 2.1318 | 59.844 | 46.67%
[5 empty] | 46.68 | 46.68% | 2.1321 | 59.8531 | 46.68%
[5 empty] | 46.69 | 46.69% | 2.1324 | 59.8621 | 46.69%
[5 empty] | 46.7 | 46.7% | 2.1326 | 59.8711 | 46.7%
[5 empty] | 46.71 | 46.71% | 2.1329 | 59.8801 | 46.71%
[5 empty] | 46.72 | 46.72% | 2.1332 | 59.8891 | 46.72%
[5 empty] | 46.73 | 46.73% | 2.1335 | 59.8982 | 46.73%
[5 empty] | 46.74 | 46.74% | 2.1337 | 59.9072 | 46.74%
[5 empty] | 46.75 | 46.75% | 2.134 | 59.9162 | 46.75%
[5 empty] | 46.76 | 46.76% | 2.1343 | 59.9253 | 46.76%
[5 empty] | 46.77 | 46.77% | 2.1345 | 59.9343 | 46.77%
[5 empty] | 46.78 | 46.78% | 2.1348 | 59.9433 | 46.78%
[5 empty] | 46.79 | 46.79% | 2.1351 | 59.9524 | 46.79%
[5 empty] | 46.8 | 46.8% | 2.1354 | 59.9614 | 46.8%
[5 empty] | 46.81 | 46.81% | 2.1356 | 59.9705 | 46.81%
[5 empty] | 46.82 | 46.82% | 2.1359 | 59.9795 | 46.82%
[5 empty] | 46.83 | 46.83% | 2.1362 | 59.9886 | 46.83%
[5 empty] | 46.84 | 46.84% | 2.1365 | 59.9976 | 46.84%
[5 empty] | 46.85 | 46.85% | 2.1367 | 60.0067 | 46.85%
[5 empty] | 46.86 | 46.86% | 2.137 | 60.0157 | 46.86%
[5 empty] | 46.87 | 46.87% | 2.1373 | 60.0248 | 46.87%
[5 empty] | 46.88 | 46.88% | 2.1376 | 60.0339 | 46.88%
[5 empty] | 46.89 | 46.89% | 2.1378 | 60.0429 | 46.89%
[5 empty] | 46.9 | 46.9% | 2.1381 | 60.052 | 46.9%
[5 empty] | 46.91 | 46.91% | 2.1384 | 60.0611 | 46.91%
[5 empty] | 46.92 | 46.92% | 2.1387 | 60.0701 | 46.92%
[5 empty] | 46.93 | 46.93% | 2.1389 | 60.0792 | 46.93%
[5 empty] | 46.94 | 46.94% | 2.1392 | 60.0883 | 46.94%
[5 empty] | 46.95 | 46.95% | 2.1395 | 60.0974 | 46.95%
[5 empty] | 46.96 | 46.96% | 2.1397 | 60.1064 | 46.96%
[5 empty] | 46.97 | 46.97% | 2.14 | 60.1155 | 46.97%
[5 empty] | 46.98 | 46.98% | 2.1403 | 60.1246 | 46.98%
[5 empty] | 46.99 | 46.99% | 2.1406 | 60.1337 | 46.99%
[5 empty] | 47 | 47% | 2.1408 | 60.1428 | 47%
[5 empty] | 47.01 | 47.01% | 2.1411 | 60.1519 | 47.01%
[5 empty] | 47.02 | 47.02% | 2.1414 | 60.161 | 47.02%
[5 empty] | 47.03 | 47.03% | 2.1417 | 60.1701 | 47.03%
[5 empty] | 47.04 | 47.04% | 2.1419 | 60.1792 | 47.04%
[5 empty] | 47.05 | 47.05% | 2.1422 | 60.1883 | 47.05%
[5 empty] | 47.06 | 47.06% | 2.1425 | 60.1974 | 47.06%
[5 empty] | 47.07 | 47.07% | 2.1427 | 60.2065 | 47.07%
[5 empty] | 47.08 | 47.08% | 2.143 | 60.2156 | 47.08%
[5 empty] | 47.09 | 47.09% | 2.1433 | 60.2247 | 47.09%
[5 empty] | 47.1 | 47.1% | 2.1436 | 60.2338 | 47.1%
[5 empty] | 47.11 | 47.11% | 2.1438 | 60.243 | 47.11%
[5 empty] | 47.12 | 47.12% | 2.1441 | 60.2521 | 47.12%
[5 empty] | 47.13 | 47.13% | 2.1444 | 60.2612 | 47.13%
[5 empty] | 47.14 | 47.14% | 2.1447 | 60.2703 | 47.14%
[5 empty] | 47.15 | 47.15% | 2.1449 | 60.2795 | 47.15%
[5 empty] | 47.16 | 47.16% | 2.1452 | 60.2886 | 47.16%
[5 empty] | 47.17 | 47.17% | 2.1455 | 60.2977 | 47.17%
[5 empty] | 47.18 | 47.18% | 2.1457 | 60.3069 | 47.18%
[5 empty] | 47.19 | 47.19% | 2.146 | 60.316 | 47.19%
[5 empty] | 47.2 | 47.2% | 2.1463 | 60.3251 | 47.2%
[5 empty] | 47.21 | 47.21% | 2.1466 | 60.3343 | 47.21%
[5 empty] | 47.22 | 47.22% | 2.1468 | 60.3434 | 47.22%
[5 empty] | 47.23 | 47.23% | 2.1471 | 60.3526 | 47.23%
[5 empty] | 47.24 | 47.24% | 2.1474 | 60.3617 | 47.24%
[5 empty] | 47.25 | 47.25% | 2.1476 | 60.3709 | 47.25%
[5 empty] | 47.26 | 47.26% | 2.1479 | 60.38 | 47.26%
[5 empty] | 47.27 | 47.27% | 2.1482 | 60.3892 | 47.27%
[5 empty] | 47.28 | 47.28% | 2.1485 | 60.3984 | 47.28%
[5 empty] | 47.29 | 47.29% | 2.1487 | 60.4075 | 47.29%
[5 empty] | 47.3 | 47.3% | 2.149 | 60.4167 | 47.3%
[5 empty] | 47.31 | 47.31% | 2.1493 | 60.4259 | 47.31%
[5 empty] | 47.32 | 47.32% | 2.1495 | 60.435 | 47.32%
[5 empty] | 47.33 | 47.33% | 2.1498 | 60.4442 | 47.33%
[5 empty] | 47.34 | 47.34% | 2.1501 | 60.4534 | 47.34%
[5 empty] | 47.35 | 47.35% | 2.1504 | 60.4626 | 47.35%
[5 empty] | 47.36 | 47.36% | 2.1506 | 60.4717 | 47.36%
[5 empty] | 47.37 | 47.37% | 2.1509 | 60.4809 | 47.37%
[5 empty] | 47.38 | 47.38% | 2.1512 | 60.4901 | 47.38%
[5 empty] | 47.39 | 47.39% | 2.1514 | 60.4993 | 47.39%
[5 empty] | 47.4 | 47.4% | 2.1517 | 60.5085 | 47.4%
[5 empty] | 47.41 | 47.41% | 2.152 | 60.5177 | 47.41%
[5 empty] | 47.42 | 47.42% | 2.1522 | 60.5269 | 47.42%
[5 empty] | 47.43 | 47.43% | 2.1525 | 60.5361 | 47.43%
[5 empty] | 47.44 | 47.44% | 2.1528 | 60.5453 | 47.44%
[5 empty] | 47.45 | 47.45% | 2.1531 | 60.5545 | 47.45%
[5 empty] | 47.46 | 47.46% | 2.1533 | 60.5637 | 47.46%
[5 empty] | 47.47 | 47.47% | 2.1536 | 60.5729 | 47.47%
[5 empty] | 47.48 | 47.48% | 2.1539 | 60.5821 | 47.48%
[5 empty] | 47.49 | 47.49% | 2.1541 | 60.5913 | 47.49%
[5 empty] | 47.5 | 47.5% | 2.1544 | 60.6006 | 47.5%
[5 empty] | 47.51 | 47.51% | 2.1547 | 60.6098 | 47.51%
[5 empty] | 47.52 | 47.52% | 2.1549 | 60.619 | 47.52%
[5 empty] | 47.53 | 47.53% | 2.1552 | 60.6282 | 47.53%
[5 empty] | 47.54 | 47.54% | 2.1555 | 60.6374 | 47.54%
[5 empty] | 47.55 | 47.55% | 2.1558 | 60.6467 | 47.55%
[5 empty] | 47.56 | 47.56% | 2.156 | 60.6559 | 47.56%
[5 empty] | 47.57 | 47.57% | 2.1563 | 60.6651 | 47.57%
[5 empty] | 47.58 | 47.58% | 2.1566 | 60.6744 | 47.58%
[5 empty] | 47.59 | 47.59% | 2.1568 | 60.6836 | 47.59%
[5 empty] | 47.6 | 47.6% | 2.1571 | 60.6929 | 47.6%
[5 empty] | 47.61 | 47.61% | 2.1574 | 60.7021 | 47.61%
[5 empty] | 47.62 | 47.62% | 2.1576 | 60.7114 | 47.62%
[5 empty] | 47.63 | 47.63% | 2.1579 | 60.7206 | 47.63%
[5 empty] | 47.64 | 47.64% | 2.1582 | 60.7299 | 47.64%
[5 empty] | 47.65 | 47.65% | 2.1584 | 60.7391 | 47.65%
[5 empty] | 47.66 | 47.66% | 2.1587 | 60.7484 | 47.66%
[5 empty] | 47.67 | 47.67% | 2.159 | 60.7576 | 47.67%
[5 empty] | 47.68 | 47.68% | 2.1593 | 60.7669 | 47.68%
[5 empty] | 47.69 | 47.69% | 2.1595 | 60.7762 | 47.69%
[5 empty] | 47.7 | 47.7% | 2.1598 | 60.7854 | 47.7%
[5 empty] | 47.71 | 47.71% | 2.1601 | 60.7947 | 47.71%
[5 empty] | 47.72 | 47.72% | 2.1603 | 60.804 | 47.72%
[5 empty] | 47.73 | 47.73% | 2.1606 | 60.8133 | 47.73%
[5 empty] | 47.74 | 47.74% | 2.1609 | 60.8225 | 47.74%
[5 empty] | 47.75 | 47.75% | 2.1611 | 60.8318 | 47.75%
[5 empty] | 47.76 | 47.76% | 2.1614 | 60.8411 | 47.76%
[5 empty] | 47.77 | 47.77% | 2.1617 | 60.8504 | 47.77%
[5 empty] | 47.78 | 47.78% | 2.1619 | 60.8597 | 47.78%
[5 empty] | 47.79 | 47.79% | 2.1622 | 60.869 | 47.79%
[5 empty] | 47.8 | 47.8% | 2.1625 | 60.8783 | 47.8%
[5 empty] | 47.81 | 47.81% | 2.1627 | 60.8876 | 47.81%
[5 empty] | 47.82 | 47.82% | 2.163 | 60.8969 | 47.82%
[5 empty] | 47.83 | 47.83% | 2.1633 | 60.9062 | 47.83%
[5 empty] | 47.84 | 47.84% | 2.1635 | 60.9155 | 47.84%
[5 empty] | 47.85 | 47.85% | 2.1638 | 60.9248 | 47.85%
[5 empty] | 47.86 | 47.86% | 2.1641 | 60.9341 | 47.86%
[5 empty] | 47.87 | 47.87% | 2.1643 | 60.9434 | 47.87%
[5 empty] | 47.88 | 47.88% | 2.1646 | 60.9527 | 47.88%
[5 empty] | 47.89 | 47.89% | 2.1649 | 60.9621 | 47.89%
[5 empty] | 47.9 | 47.9% | 2.1652 | 60.9714 | 47.9%
[5 empty] | 47.91 | 47.91% | 2.1654 | 60.9807 | 47.91%
[5 empty] | 47.92 | 47.92% | 2.1657 | 60.99 | 47.92%
[5 empty] | 47.93 | 47.93% | 2.166 | 60.9994 | 47.93%
[5 empty] | 47.94 | 47.94% | 2.1662 | 61.0087 | 47.94%
[5 empty] | 47.95 | 47.95% | 2.1665 | 61.018 | 47.95%
[5 empty] | 47.96 | 47.96% | 2.1668 | 61.0274 | 47.96%
[5 empty] | 47.97 | 47.97% | 2.167 | 61.0367 | 47.97%
[5 empty] | 47.98 | 47.98% | 2.1673 | 61.0461 | 47.98%
[5 empty] | 47.99 | 47.99% | 2.1676 | 61.0554 | 47.99%
[5 empty] | 48 | 48% | 2.1678 | 61.0648 | 48%
[5 empty] | 48.01 | 48.01% | 2.1681 | 61.0741 | 48.01%
[5 empty] | 48.02 | 48.02% | 2.1684 | 61.0835 | 48.02%
[5 empty] | 48.03 | 48.03% | 2.1686 | 61.0928 | 48.03%
[5 empty] | 48.04 | 48.04% | 2.1689 | 61.1022 | 48.04%
[5 empty] | 48.05 | 48.05% | 2.1692 | 61.1115 | 48.05%
[5 empty] | 48.06 | 48.06% | 2.1694 | 61.1209 | 48.06%
[5 empty] | 48.07 | 48.07% | 2.1697 | 61.1303 | 48.07%
[5 empty] | 48.08 | 48.08% | 2.17 | 61.1396 | 48.08%
[5 empty] | 48.09 | 48.09% | 2.1702 | 61.149 | 48.09%
[5 empty] | 48.1 | 48.1% | 2.1705 | 61.1584 | 48.1%
[5 empty] | 48.11 | 48.11% | 2.1708 | 61.1678 | 48.11%
[5 empty] | 48.12 | 48.12% | 2.171 | 61.1772 | 48.12%
[5 empty] | 48.13 | 48.13% | 2.1713 | 61.1865 | 48.13%
[5 empty] | 48.14 | 48.14% | 2.1716 | 61.1959 | 48.14%
[5 empty] | 48.15 | 48.15% | 2.1718 | 61.2053 | 48.15%
[5 empty] | 48.16 | 48.16% | 2.1721 | 61.2147 | 48.16%
[5 empty] | 48.17 | 48.17% | 2.1724 | 61.2241 | 48.17%
[5 empty] | 48.18 | 48.18% | 2.1726 | 61.2335 | 48.18%
[5 empty] | 48.19 | 48.19% | 2.1729 | 61.2429 | 48.19%
[5 empty] | 48.2 | 48.2% | 2.1731 | 61.2523 | 48.2%
[5 empty] | 48.21 | 48.21% | 2.1734 | 61.2617 | 48.21%
[5 empty] | 48.22 | 48.22% | 2.1737 | 61.2711 | 48.22%
[5 empty] | 48.23 | 48.23% | 2.1739 | 61.2805 | 48.23%
[5 empty] | 48.24 | 48.24% | 2.1742 | 61.29 | 48.24%
[5 empty] | 48.25 | 48.25% | 2.1745 | 61.2994 | 48.25%
[5 empty] | 48.26 | 48.26% | 2.1747 | 61.3088 | 48.26%
[5 empty] | 48.27 | 48.27% | 2.175 | 61.3182 | 48.27%
[5 empty] | 48.28 | 48.28% | 2.1753 | 61.3276 | 48.28%
[5 empty] | 48.29 | 48.29% | 2.1755 | 61.3371 | 48.29%
[5 empty] | 48.3 | 48.3% | 2.1758 | 61.3465 | 48.3%
[5 empty] | 48.31 | 48.31% | 2.1761 | 61.3559 | 48.31%
[5 empty] | 48.32 | 48.32% | 2.1763 | 61.3654 | 48.32%
[5 empty] | 48.33 | 48.33% | 2.1766 | 61.3748 | 48.33%
[5 empty] | 48.34 | 48.34% | 2.1769 | 61.3843 | 48.34%
[5 empty] | 48.35 | 48.35% | 2.1771 | 61.3937 | 48.35%
[5 empty] | 48.36 | 48.36% | 2.1774 | 61.4031 | 48.36%
[5 empty] | 48.37 | 48.37% | 2.1777 | 61.4126 | 48.37%
[5 empty] | 48.38 | 48.38% | 2.1779 | 61.4221 | 48.38%
[5 empty] | 48.39 | 48.39% | 2.1782 | 61.4315 | 48.39%
[5 empty] | 48.4 | 48.4% | 2.1785 | 61.441 | 48.4%
[5 empty] | 48.41 | 48.41% | 2.1787 | 61.4504 | 48.41%
[5 empty] | 48.42 | 48.42% | 2.179 | 61.4599 | 48.42%
[5 empty] | 48.43 | 48.43% | 2.1792 | 61.4694 | 48.43%
[5 empty] | 48.44 | 48.44% | 2.1795 | 61.4788 | 48.44%
[5 empty] | 48.45 | 48.45% | 2.1798 | 61.4883 | 48.45%
[5 empty] | 48.46 | 48.46% | 2.18 | 61.4978 | 48.46%
[5 empty] | 48.47 | 48.47% | 2.1803 | 61.5073 | 48.47%
[5 empty] | 48.48 | 48.48% | 2.1806 | 61.5167 | 48.48%
[5 empty] | 48.49 | 48.49% | 2.1808 | 61.5262 | 48.49%
[5 empty] | 48.5 | 48.5% | 2.1811 | 61.5357 | 48.5%
[5 empty] | 48.51 | 48.51% | 2.1814 | 61.5452 | 48.51%
[5 empty] | 48.52 | 48.52% | 2.1816 | 61.5547 | 48.52%
[5 empty] | 48.53 | 48.53% | 2.1819 | 61.5642 | 48.53%
[5 empty] | 48.54 | 48.54% | 2.1822 | 61.5737 | 48.54%
[5 empty] | 48.55 | 48.55% | 2.1824 | 61.5832 | 48.55%
[5 empty] | 48.56 | 48.56% | 2.1827 | 61.5927 | 48.56%
[5 empty] | 48.57 | 48.57% | 2.1829 | 61.6022 | 48.57%
[5 empty] | 48.58 | 48.58% | 2.1832 | 61.6117 | 48.58%
[5 empty] | 48.59 | 48.59% | 2.1835 | 61.6212 | 48.59%
[5 empty] | 48.6 | 48.6% | 2.1837 | 61.6308 | 48.6%
[5 empty] | 48.61 | 48.61% | 2.184 | 61.6403 | 48.61%
[5 empty] | 48.62 | 48.62% | 2.1843 | 61.6498 | 48.62%
[5 empty] | 48.63 | 48.63% | 2.1845 | 61.6593 | 48.63%
[5 empty] | 48.64 | 48.64% | 2.1848 | 61.6689 | 48.64%
[5 empty] | 48.65 | 48.65% | 2.1851 | 61.6784 | 48.65%
[5 empty] | 48.66 | 48.66% | 2.1853 | 61.6879 | 48.66%
[5 empty] | 48.67 | 48.67% | 2.1856 | 61.6975 | 48.67%
[5 empty] | 48.68 | 48.68% | 2.1858 | 61.707 | 48.68%
[5 empty] | 48.69 | 48.69% | 2.1861 | 61.7165 | 48.69%
[5 empty] | 48.7 | 48.7% | 2.1864 | 61.7261 | 48.7%
[5 empty] | 48.71 | 48.71% | 2.1866 | 61.7356 | 48.71%
[5 empty] | 48.72 | 48.72% | 2.1869 | 61.7452 | 48.72%
[5 empty] | 48.73 | 48.73% | 2.1872 | 61.7547 | 48.73%
[5 empty] | 48.74 | 48.74% | 2.1874 | 61.7643 | 48.74%
[5 empty] | 48.75 | 48.75% | 2.1877 | 61.7738 | 48.75%
[5 empty] | 48.76 | 48.76% | 2.1879 | 61.7834 | 48.76%
[5 empty] | 48.77 | 48.77% | 2.1882 | 61.793 | 48.77%
[5 empty] | 48.78 | 48.78% | 2.1885 | 61.8025 | 48.78%
[5 empty] | 48.79 | 48.79% | 2.1887 | 61.8121 | 48.79%
[5 empty] | 48.8 | 48.8% | 2.189 | 61.8217 | 48.8%
[5 empty] | 48.81 | 48.81% | 2.1893 | 61.8313 | 48.81%
[5 empty] | 48.82 | 48.82% | 2.1895 | 61.8408 | 48.82%
[5 empty] | 48.83 | 48.83% | 2.1898 | 61.8504 | 48.83%
[5 empty] | 48.84 | 48.84% | 2.19 | 61.86 | 48.84%
[5 empty] | 48.85 | 48.85% | 2.1903 | 61.8696 | 48.85%
[5 empty] | 48.86 | 48.86% | 2.1906 | 61.8792 | 48.86%
[5 empty] | 48.87 | 48.87% | 2.1908 | 61.8888 | 48.87%
[5 empty] | 48.88 | 48.88% | 2.1911 | 61.8984 | 48.88%
[5 empty] | 48.89 | 48.89% | 2.1914 | 61.908 | 48.89%
[5 empty] | 48.9 | 48.9% | 2.1916 | 61.9176 | 48.9%
[5 empty] | 48.91 | 48.91% | 2.1919 | 61.9272 | 48.91%
[5 empty] | 48.92 | 48.92% | 2.1921 | 61.9368 | 48.92%
[5 empty] | 48.93 | 48.93% | 2.1924 | 61.9464 | 48.93%
[5 empty] | 48.94 | 48.94% | 2.1927 | 61.956 | 48.94%
[5 empty] | 48.95 | 48.95% | 2.1929 | 61.9657 | 48.95%
[5 empty] | 48.96 | 48.96% | 2.1932 | 61.9753 | 48.96%
[5 empty] | 48.97 | 48.97% | 2.1935 | 61.9849 | 48.97%
[5 empty] | 48.98 | 48.98% | 2.1937 | 61.9945 | 48.98%
[5 empty] | 48.99 | 48.99% | 2.194 | 62.0042 | 48.99%
[5 empty] | 49 | 49% | 2.1942 | 62.0138 | 49%
[5 empty] | 49.01 | 49.01% | 2.1945 | 62.0234 | 49.01%
[5 empty] | 49.02 | 49.02% | 2.1948 | 62.0331 | 49.02%
[5 empty] | 49.03 | 49.03% | 2.195 | 62.0427 | 49.03%
[5 empty] | 49.04 | 49.04% | 2.1953 | 62.0524 | 49.04%
[5 empty] | 49.05 | 49.05% | 2.1955 | 62.062 | 49.05%
[5 empty] | 49.06 | 49.06% | 2.1958 | 62.0717 | 49.06%
[5 empty] | 49.07 | 49.07% | 2.1961 | 62.0813 | 49.07%
[5 empty] | 49.08 | 49.08% | 2.1963 | 62.091 | 49.08%
[5 empty] | 49.09 | 49.09% | 2.1966 | 62.1006 | 49.09%
[5 empty] | 49.1 | 49.1% | 2.1969 | 62.1103 | 49.1%
[5 empty] | 49.11 | 49.11% | 2.1971 | 62.12 | 49.11%
[5 empty] | 49.12 | 49.12% | 2.1974 | 62.1296 | 49.12%
[5 empty] | 49.13 | 49.13% | 2.1976 | 62.1393 | 49.13%
[5 empty] | 49.14 | 49.14% | 2.1979 | 62.149 | 49.14%
[5 empty] | 49.15 | 49.15% | 2.1982 | 62.1587 | 49.15%
[5 empty] | 49.16 | 49.16% | 2.1984 | 62.1683 | 49.16%
[5 empty] | 49.17 | 49.17% | 2.1987 | 62.178 | 49.17%
[5 empty] | 49.18 | 49.18% | 2.1989 | 62.1877 | 49.18%
[5 empty] | 49.19 | 49.19% | 2.1992 | 62.1974 | 49.19%
[5 empty] | 49.2 | 49.2% | 2.1995 | 62.2071 | 49.2%
[5 empty] | 49.21 | 49.21% | 2.1997 | 62.2168 | 49.21%
[5 empty] | 49.22 | 49.22% | 2.2 | 62.2265 | 49.22%
[5 empty] | 49.23 | 49.23% | 2.2002 | 62.2362 | 49.23%
[5 empty] | 49.24 | 49.24% | 2.2005 | 62.2459 | 49.24%
[5 empty] | 49.25 | 49.25% | 2.2008 | 62.2556 | 49.25%
[5 empty] | 49.26 | 49.26% | 2.201 | 62.2653 | 49.26%
[5 empty] | 49.27 | 49.27% | 2.2013 | 62.275 | 49.27%
[5 empty] | 49.28 | 49.28% | 2.2015 | 62.2848 | 49.28%
[5 empty] | 49.29 | 49.29% | 2.2018 | 62.2945 | 49.29%
[5 empty] | 49.3 | 49.3% | 2.2021 | 62.3042 | 49.3%
[5 empty] | 49.31 | 49.31% | 2.2023 | 62.3139 | 49.31%
[5 empty] | 49.32 | 49.32% | 2.2026 | 62.3237 | 49.32%
[5 empty] | 49.33 | 49.33% | 2.2028 | 62.3334 | 49.33%
[5 empty] | 49.34 | 49.34% | 2.2031 | 62.3431 | 49.34%
[5 empty] | 49.35 | 49.35% | 2.2034 | 62.3529 | 49.35%
[5 empty] | 49.36 | 49.36% | 2.2036 | 62.3626 | 49.36%
[5 empty] | 49.37 | 49.37% | 2.2039 | 62.3724 | 49.37%
[5 empty] | 49.38 | 49.38% | 2.2041 | 62.3821 | 49.38%
[5 empty] | 49.39 | 49.39% | 2.2044 | 62.3919 | 49.39%
[5 empty] | 49.4 | 49.4% | 2.2047 | 62.4016 | 49.4%
[5 empty] | 49.41 | 49.41% | 2.2049 | 62.4114 | 49.41%
[5 empty] | 49.42 | 49.42% | 2.2052 | 62.4211 | 49.42%
[5 empty] | 49.43 | 49.43% | 2.2054 | 62.4309 | 49.43%
[5 empty] | 49.44 | 49.44% | 2.2057 | 62.4407 | 49.44%
[5 empty] | 49.45 | 49.45% | 2.206 | 62.4504 | 49.45%
[5 empty] | 49.46 | 49.46% | 2.2062 | 62.4602 | 49.46%
[5 empty] | 49.47 | 49.47% | 2.2065 | 62.47 | 49.47%
[5 empty] | 49.48 | 49.48% | 2.2067 | 62.4798 | 49.48%
[5 empty] | 49.49 | 49.49% | 2.207 | 62.4895 | 49.49%
[5 empty] | 49.5 | 49.5% | 2.2073 | 62.4993 | 49.5%
[5 empty] | 49.51 | 49.51% | 2.2075 | 62.5091 | 49.51%
[5 empty] | 49.52 | 49.52% | 2.2078 | 62.5189 | 49.52%
[5 empty] | 49.53 | 49.53% | 2.208 | 62.5287 | 49.53%
[5 empty] | 49.54 | 49.54% | 2.2083 | 62.5385 | 49.54%
[5 empty] | 49.55 | 49.55% | 2.2085 | 62.5483 | 49.55%
[5 empty] | 49.56 | 49.56% | 2.2088 | 62.5581 | 49.56%
[5 empty] | 49.57 | 49.57% | 2.2091 | 62.5679 | 49.57%
[5 empty] | 49.58 | 49.58% | 2.2093 | 62.5777 | 49.58%
[5 empty] | 49.59 | 49.59% | 2.2096 | 62.5875 | 49.59%
[5 empty] | 49.6 | 49.6% | 2.2098 | 62.5974 | 49.6%
[5 empty] | 49.61 | 49.61% | 2.2101 | 62.6072 | 49.61%
[5 empty] | 49.62 | 49.62% | 2.2104 | 62.617 | 49.62%
[5 empty] | 49.63 | 49.63% | 2.2106 | 62.6268 | 49.63%
[5 empty] | 49.64 | 49.64% | 2.2109 | 62.6367 | 49.64%
[5 empty] | 49.65 | 49.65% | 2.2111 | 62.6465 | 49.65%
[5 empty] | 49.66 | 49.66% | 2.2114 | 62.6563 | 49.66%
[5 empty] | 49.67 | 49.67% | 2.2116 | 62.6662 | 49.67%
[5 empty] | 49.68 | 49.68% | 2.2119 | 62.676 | 49.68%
[5 empty] | 49.69 | 49.69% | 2.2122 | 62.6859 | 49.69%
[5 empty] | 49.7 | 49.7% | 2.2124 | 62.6957 | 49.7%
[5 empty] | 49.71 | 49.71% | 2.2127 | 62.7056 | 49.71%
[5 empty] | 49.72 | 49.72% | 2.2129 | 62.7154 | 49.72%
[5 empty] | 49.73 | 49.73% | 2.2132 | 62.7253 | 49.73%
[5 empty] | 49.74 | 49.74% | 2.2135 | 62.7351 | 49.74%
[5 empty] | 49.75 | 49.75% | 2.2137 | 62.745 | 49.75%
[5 empty] | 49.76 | 49.76% | 2.214 | 62.7549 | 49.76%
[5 empty] | 49.77 | 49.77% | 2.2142 | 62.7647 | 49.77%
[5 empty] | 49.78 | 49.78% | 2.2145 | 62.7746 | 49.78%
[5 empty] | 49.79 | 49.79% | 2.2147 | 62.7845 | 49.79%
[5 empty] | 49.8 | 49.8% | 2.215 | 62.7944 | 49.8%
[5 empty] | 49.81 | 49.81% | 2.2153 | 62.8043 | 49.81%
[5 empty] | 49.82 | 49.82% | 2.2155 | 62.8141 | 49.82%
[5 empty] | 49.83 | 49.83% | 2.2158 | 62.824 | 49.83%
[5 empty] | 49.84 | 49.84% | 2.216 | 62.8339 | 49.84%
[5 empty] | 49.85 | 49.85% | 2.2163 | 62.8438 | 49.85%
[5 empty] | 49.86 | 49.86% | 2.2165 | 62.8537 | 49.86%
[5 empty] | 49.87 | 49.87% | 2.2168 | 62.8636 | 49.87%
[5 empty] | 49.88 | 49.88% | 2.2171 | 62.8735 | 49.88%
[5 empty] | 49.89 | 49.89% | 2.2173 | 62.8834 | 49.89%
[5 empty] | 49.9 | 49.9% | 2.2176 | 62.8934 | 49.9%
[5 empty] | 49.91 | 49.91% | 2.2178 | 62.9033 | 49.91%
[5 empty] | 49.92 | 49.92% | 2.2181 | 62.9132 | 49.92%
[5 empty] | 49.93 | 49.93% | 2.2183 | 62.9231 | 49.93%
[5 empty] | 49.94 | 49.94% | 2.2186 | 62.933 | 49.94%
[5 empty] | 49.95 | 49.95% | 2.2189 | 62.943 | 49.95%
[5 empty] | 49.96 | 49.96% | 2.2191 | 62.9529 | 49.96%
[5 empty] | 49.97 | 49.97% | 2.2194 | 62.9628 | 49.97%
[5 empty] | 49.98 | 49.98% | 2.2196 | 62.9728 | 49.98%
[5 empty] | 49.99 | 49.99% | 2.2199 | 62.9827 | 49.99%
[5 empty] | 50 | 50% | 2.2201 | 62.9927 | 50%
[5 empty] | 50.01 | 50.01% | 2.2204 | 63.0026 | 50.01%
[5 empty] | 50.02 | 50.02% | 2.2207 | 63.0126 | 50.02%
[5 empty] | 50.03 | 50.03% | 2.2209 | 63.0225 | 50.03%
[5 empty] | 50.04 | 50.04% | 2.2212 | 63.0325 | 50.04%
[5 empty] | 50.05 | 50.05% | 2.2214 | 63.0424 | 50.05%
[5 empty] | 50.06 | 50.06% | 2.2217 | 63.0524 | 50.06%
[5 empty] | 50.07 | 50.07% | 2.2219 | 63.0624 | 50.07%
[5 empty] | 50.08 | 50.08% | 2.2222 | 63.0723 | 50.08%
[5 empty] | 50.09 | 50.09% | 2.2225 | 63.0823 | 50.09%
[5 empty] | 50.1 | 50.1% | 2.2227 | 63.0923 | 50.1%
[5 empty] | 50.11 | 50.11% | 2.223 | 63.1023 | 50.11%
[5 empty] | 50.12 | 50.12% | 2.2232 | 63.1123 | 50.12%
[5 empty] | 50.13 | 50.13% | 2.2235 | 63.1223 | 50.13%
[5 empty] | 50.14 | 50.14% | 2.2237 | 63.1322 | 50.14%
[5 empty] | 50.15 | 50.15% | 2.224 | 63.1422 | 50.15%
[5 empty] | 50.16 | 50.16% | 2.2243 | 63.1522 | 50.16%
[5 empty] | 50.17 | 50.17% | 2.2245 | 63.1622 | 50.17%
[5 empty] | 50.18 | 50.18% | 2.2248 | 63.1722 | 50.18%
[5 empty] | 50.19 | 50.19% | 2.225 | 63.1822 | 50.19%
[5 empty] | 50.2 | 50.2% | 2.2253 | 63.1923 | 50.2%
[5 empty] | 50.21 | 50.21% | 2.2255 | 63.2023 | 50.21%
[5 empty] | 50.22 | 50.22% | 2.2258 | 63.2123 | 50.22%
[5 empty] | 50.23 | 50.23% | 2.226 | 63.2223 | 50.23%
[5 empty] | 50.24 | 50.24% | 2.2263 | 63.2323 | 50.24%
[5 empty] | 50.25 | 50.25% | 2.2266 | 63.2424 | 50.25%
[5 empty] | 50.26 | 50.26% | 2.2268 | 63.2524 | 50.26%
[5 empty] | 50.27 | 50.27% | 2.2271 | 63.2624 | 50.27%
[5 empty] | 50.28 | 50.28% | 2.2273 | 63.2725 | 50.28%
[5 empty] | 50.29 | 50.29% | 2.2276 | 63.2825 | 50.29%
[5 empty] | 50.3 | 50.3% | 2.2278 | 63.2926 | 50.3%
[5 empty] | 50.31 | 50.31% | 2.2281 | 63.3026 | 50.31%
[5 empty] | 50.32 | 50.32% | 2.2283 | 63.3127 | 50.32%
[5 empty] | 50.33 | 50.33% | 2.2286 | 63.3227 | 50.33%
[5 empty] | 50.34 | 50.34% | 2.2289 | 63.3328 | 50.34%
[5 empty] | 50.35 | 50.35% | 2.2291 | 63.3428 | 50.35%
[5 empty] | 50.36 | 50.36% | 2.2294 | 63.3529 | 50.36%
[5 empty] | 50.37 | 50.37% | 2.2296 | 63.363 | 50.37%
[5 empty] | 50.38 | 50.38% | 2.2299 | 63.373 | 50.38%
[5 empty] | 50.39 | 50.39% | 2.2301 | 63.3831 | 50.39%
[5 empty] | 50.4 | 50.4% | 2.2304 | 63.3932 | 50.4%
[5 empty] | 50.41 | 50.41% | 2.2306 | 63.4033 | 50.41%
[5 empty] | 50.42 | 50.42% | 2.2309 | 63.4133 | 50.42%
[5 empty] | 50.43 | 50.43% | 2.2312 | 63.4234 | 50.43%
[5 empty] | 50.44 | 50.44% | 2.2314 | 63.4335 | 50.44%
[5 empty] | 50.45 | 50.45% | 2.2317 | 63.4436 | 50.45%
[5 empty] | 50.46 | 50.46% | 2.2319 | 63.4537 | 50.46%
[5 empty] | 50.47 | 50.47% | 2.2322 | 63.4638 | 50.47%
[5 empty] | 50.48 | 50.48% | 2.2324 | 63.4739 | 50.48%
[5 empty] | 50.49 | 50.49% | 2.2327 | 63.484 | 50.49%
[5 empty] | 50.5 | 50.5% | 2.2329 | 63.4941 | 50.5%
[5 empty] | 50.51 | 50.51% | 2.2332 | 63.5043 | 50.51%
[5 empty] | 50.52 | 50.52% | 2.2334 | 63.5144 | 50.52%
[5 empty] | 50.53 | 50.53% | 2.2337 | 63.5245 | 50.53%
[5 empty] | 50.54 | 50.54% | 2.234 | 63.5346 | 50.54%
[5 empty] | 50.55 | 50.55% | 2.2342 | 63.5448 | 50.55%
[5 empty] | 50.56 | 50.56% | 2.2345 | 63.5549 | 50.56%
[5 empty] | 50.57 | 50.57% | 2.2347 | 63.565 | 50.57%
[5 empty] | 50.58 | 50.58% | 2.235 | 63.5752 | 50.58%
[5 empty] | 50.59 | 50.59% | 2.2352 | 63.5853 | 50.59%
[5 empty] | 50.6 | 50.6% | 2.2355 | 63.5955 | 50.6%
[5 empty] | 50.61 | 50.61% | 2.2357 | 63.6056 | 50.61%
[5 empty] | 50.62 | 50.62% | 2.236 | 63.6158 | 50.62%
[5 empty] | 50.63 | 50.63% | 2.2362 | 63.6259 | 50.63%
[5 empty] | 50.64 | 50.64% | 2.2365 | 63.6361 | 50.64%
[5 empty] | 50.65 | 50.65% | 2.2368 | 63.6462 | 50.65%
[5 empty] | 50.66 | 50.66% | 2.237 | 63.6564 | 50.66%
[5 empty] | 50.67 | 50.67% | 2.2373 | 63.6666 | 50.67%
[5 empty] | 50.68 | 50.68% | 2.2375 | 63.6767 | 50.68%
[5 empty] | 50.69 | 50.69% | 2.2378 | 63.6869 | 50.69%
[5 empty] | 50.7 | 50.7% | 2.238 | 63.6971 | 50.7%
[5 empty] | 50.71 | 50.71% | 2.2383 | 63.7073 | 50.71%
[5 empty] | 50.72 | 50.72% | 2.2385 | 63.7175 | 50.72%
[5 empty] | 50.73 | 50.73% | 2.2388 | 63.7277 | 50.73%
[5 empty] | 50.74 | 50.74% | 2.239 | 63.7379 | 50.74%
[5 empty] | 50.75 | 50.75% | 2.2393 | 63.7481 | 50.75%
[5 empty] | 50.76 | 50.76% | 2.2396 | 63.7583 | 50.76%
[5 empty] | 50.77 | 50.77% | 2.2398 | 63.7685 | 50.77%
[5 empty] | 50.78 | 50.78% | 2.2401 | 63.7787 | 50.78%
[5 empty] | 50.79 | 50.79% | 2.2403 | 63.7889 | 50.79%
[5 empty] | 50.8 | 50.8% | 2.2406 | 63.7991 | 50.8%
[5 empty] | 50.81 | 50.81% | 2.2408 | 63.8093 | 50.81%
[5 empty] | 50.82 | 50.82% | 2.2411 | 63.8195 | 50.82%
[5 empty] | 50.83 | 50.83% | 2.2413 | 63.8298 | 50.83%
[5 empty] | 50.84 | 50.84% | 2.2416 | 63.84 | 50.84%
[5 empty] | 50.85 | 50.85% | 2.2418 | 63.8502 | 50.85%
[5 empty] | 50.86 | 50.86% | 2.2421 | 63.8605 | 50.86%
[5 empty] | 50.87 | 50.87% | 2.2423 | 63.8707 | 50.87%
[5 empty] | 50.88 | 50.88% | 2.2426 | 63.8809 | 50.88%
[5 empty] | 50.89 | 50.89% | 2.2428 | 63.8912 | 50.89%
[5 empty] | 50.9 | 50.9% | 2.2431 | 63.9014 | 50.9%
[5 empty] | 50.91 | 50.91% | 2.2434 | 63.9117 | 50.91%
[5 empty] | 50.92 | 50.92% | 2.2436 | 63.922 | 50.92%
[5 empty] | 50.93 | 50.93% | 2.2439 | 63.9322 | 50.93%
[5 empty] | 50.94 | 50.94% | 2.2441 | 63.9425 | 50.94%
[5 empty] | 50.95 | 50.95% | 2.2444 | 63.9527 | 50.95%
[5 empty] | 50.96 | 50.96% | 2.2446 | 63.963 | 50.96%
[5 empty] | 50.97 | 50.97% | 2.2449 | 63.9733 | 50.97%
[5 empty] | 50.98 | 50.98% | 2.2451 | 63.9836 | 50.98%
[5 empty] | 50.99 | 50.99% | 2.2454 | 63.9939 | 50.99%
[5 empty] | 51 | 51% | 2.2456 | 64.0041 | 51%
[5 empty] | 51.01 | 51.01% | 2.2459 | 64.0144 | 51.01%
[5 empty] | 51.02 | 51.02% | 2.2461 | 64.0247 | 51.02%
[5 empty] | 51.03 | 51.03% | 2.2464 | 64.035 | 51.03%
[5 empty] | 51.04 | 51.04% | 2.2466 | 64.0453 | 51.04%
[5 empty] | 51.05 | 51.05% | 2.2469 | 64.0556 | 51.05%
[5 empty] | 51.06 | 51.06% | 2.2472 | 64.0659 | 51.06%
[5 empty] | 51.07 | 51.07% | 2.2474 | 64.0762 | 51.07%
[5 empty] | 51.08 | 51.08% | 2.2477 | 64.0866 | 51.08%
[5 empty] | 51.09 | 51.09% | 2.2479 | 64.0969 | 51.09%
[5 empty] | 51.1 | 51.1% | 2.2482 | 64.1072 | 51.1%
[5 empty] | 51.11 | 51.11% | 2.2484 | 64.1175 | 51.11%
[5 empty] | 51.12 | 51.12% | 2.2487 | 64.1278 | 51.12%
[5 empty] | 51.13 | 51.13% | 2.2489 | 64.1382 | 51.13%
[5 empty] | 51.14 | 51.14% | 2.2492 | 64.1485 | 51.14%
[5 empty] | 51.15 | 51.15% | 2.2494 | 64.1588 | 51.15%
[5 empty] | 51.16 | 51.16% | 2.2497 | 64.1692 | 51.16%
[5 empty] | 51.17 | 51.17% | 2.2499 | 64.1795 | 51.17%
[5 empty] | 51.18 | 51.18% | 2.2502 | 64.1899 | 51.18%
[5 empty] | 51.19 | 51.19% | 2.2504 | 64.2002 | 51.19%
[5 empty] | 51.2 | 51.2% | 2.2507 | 64.2106 | 51.2%
[5 empty] | 51.21 | 51.21% | 2.2509 | 64.221 | 51.21%
[5 empty] | 51.22 | 51.22% | 2.2512 | 64.2313 | 51.22%
[5 empty] | 51.23 | 51.23% | 2.2515 | 64.2417 | 51.23%
[5 empty] | 51.24 | 51.24% | 2.2517 | 64.2521 | 51.24%
[5 empty] | 51.25 | 51.25% | 2.252 | 64.2624 | 51.25%
[5 empty] | 51.26 | 51.26% | 2.2522 | 64.2728 | 51.26%
[5 empty] | 51.27 | 51.27% | 2.2525 | 64.2832 | 51.27%
[5 empty] | 51.28 | 51.28% | 2.2527 | 64.2936 | 51.28%
[5 empty] | 51.29 | 51.29% | 2.253 | 64.304 | 51.29%
[5 empty] | 51.3 | 51.3% | 2.2532 | 64.3144 | 51.3%
[5 empty] | 51.31 | 51.31% | 2.2535 | 64.3248 | 51.31%
[5 empty] | 51.32 | 51.32% | 2.2537 | 64.3352 | 51.32%
[5 empty] | 51.33 | 51.33% | 2.254 | 64.3456 | 51.33%
[5 empty] | 51.34 | 51.34% | 2.2542 | 64.356 | 51.34%
[5 empty] | 51.35 | 51.35% | 2.2545 | 64.3664 | 51.35%
[5 empty] | 51.36 | 51.36% | 2.2547 | 64.3768 | 51.36%
[5 empty] | 51.37 | 51.37% | 2.255 | 64.3872 | 51.37%
[5 empty] | 51.38 | 51.38% | 2.2552 | 64.3976 | 51.38%
[5 empty] | 51.39 | 51.39% | 2.2555 | 64.4081 | 51.39%
[5 empty] | 51.4 | 51.4% | 2.2557 | 64.4185 | 51.4%
[5 empty] | 51.41 | 51.41% | 2.256 | 64.4289 | 51.41%
[5 empty] | 51.42 | 51.42% | 2.2562 | 64.4394 | 51.42%
[5 empty] | 51.43 | 51.43% | 2.2565 | 64.4498 | 51.43%
[5 empty] | 51.44 | 51.44% | 2.2567 | 64.4603 | 51.44%
[5 empty] | 51.45 | 51.45% | 2.257 | 64.4707 | 51.45%
[5 empty] | 51.46 | 51.46% | 2.2572 | 64.4812 | 51.46%
[5 empty] | 51.47 | 51.47% | 2.2575 | 64.4916 | 51.47%
[5 empty] | 51.48 | 51.48% | 2.2578 | 64.5021 | 51.48%
[5 empty] | 51.49 | 51.49% | 2.258 | 64.5125 | 51.49%
[5 empty] | 51.5 | 51.5% | 2.2583 | 64.523 | 51.5%
[5 empty] | 51.51 | 51.51% | 2.2585 | 64.5335 | 51.51%
[5 empty] | 51.52 | 51.52% | 2.2588 | 64.5439 | 51.52%
[5 empty] | 51.53 | 51.53% | 2.259 | 64.5544 | 51.53%
[5 empty] | 51.54 | 51.54% | 2.2593 | 64.5649 | 51.54%
[5 empty] | 51.55 | 51.55% | 2.2595 | 64.5754 | 51.55%
[5 empty] | 51.56 | 51.56% | 2.2598 | 64.5859 | 51.56%
[5 empty] | 51.57 | 51.57% | 2.26 | 64.5964 | 51.57%
[5 empty] | 51.58 | 51.58% | 2.2603 | 64.6069 | 51.58%
[5 empty] | 51.59 | 51.59% | 2.2605 | 64.6174 | 51.59%
[5 empty] | 51.6 | 51.6% | 2.2608 | 64.6279 | 51.6%
[5 empty] | 51.61 | 51.61% | 2.261 | 64.6384 | 51.61%
[5 empty] | 51.62 | 51.62% | 2.2613 | 64.6489 | 51.62%
[5 empty] | 51.63 | 51.63% | 2.2615 | 64.6594 | 51.63%
[5 empty] | 51.64 | 51.64% | 2.2618 | 64.6699 | 51.64%
[5 empty] | 51.65 | 51.65% | 2.262 | 64.6804 | 51.65%
[5 empty] | 51.66 | 51.66% | 2.2623 | 64.691 | 51.66%
[5 empty] | 51.67 | 51.67% | 2.2625 | 64.7015 | 51.67%
[5 empty] | 51.68 | 51.68% | 2.2628 | 64.712 | 51.68%
[5 empty] | 51.69 | 51.69% | 2.263 | 64.7226 | 51.69%
[5 empty] | 51.7 | 51.7% | 2.2633 | 64.7331 | 51.7%
[5 empty] | 51.71 | 51.71% | 2.2635 | 64.7436 | 51.71%
[5 empty] | 51.72 | 51.72% | 2.2638 | 64.7542 | 51.72%
[5 empty] | 51.73 | 51.73% | 2.264 | 64.7647 | 51.73%
[5 empty] | 51.74 | 51.74% | 2.2643 | 64.7753 | 51.74%
[5 empty] | 51.75 | 51.75% | 2.2645 | 64.7859 | 51.75%
[5 empty] | 51.76 | 51.76% | 2.2648 | 64.7964 | 51.76%
[5 empty] | 51.77 | 51.77% | 2.265 | 64.807 | 51.77%
[5 empty] | 51.78 | 51.78% | 2.2653 | 64.8176 | 51.78%
[5 empty] | 51.79 | 51.79% | 2.2655 | 64.8281 | 51.79%
[5 empty] | 51.8 | 51.8% | 2.2658 | 64.8387 | 51.8%
[5 empty] | 51.81 | 51.81% | 2.2661 | 64.8493 | 51.81%
[5 empty] | 51.82 | 51.82% | 2.2663 | 64.8599 | 51.82%
[5 empty] | 51.83 | 51.83% | 2.2666 | 64.8705 | 51.83%
[5 empty] | 51.84 | 51.84% | 2.2668 | 64.8811 | 51.84%
[5 empty] | 51.85 | 51.85% | 2.2671 | 64.8917 | 51.85%
[5 empty] | 51.86 | 51.86% | 2.2673 | 64.9023 | 51.86%
[5 empty] | 51.87 | 51.87% | 2.2676 | 64.9129 | 51.87%
[5 empty] | 51.88 | 51.88% | 2.2678 | 64.9235 | 51.88%
[5 empty] | 51.89 | 51.89% | 2.2681 | 64.9341 | 51.89%
[5 empty] | 51.9 | 51.9% | 2.2683 | 64.9447 | 51.9%
[5 empty] | 51.91 | 51.91% | 2.2686 | 64.9553 | 51.91%
[5 empty] | 51.92 | 51.92% | 2.2688 | 64.966 | 51.92%
[5 empty] | 51.93 | 51.93% | 2.2691 | 64.9766 | 51.93%
[5 empty] | 51.94 | 51.94% | 2.2693 | 64.9872 | 51.94%
[5 empty] | 51.95 | 51.95% | 2.2696 | 64.9978 | 51.95%
[5 empty] | 51.96 | 51.96% | 2.2698 | 65.0085 | 51.96%
[5 empty] | 51.97 | 51.97% | 2.2701 | 65.0191 | 51.97%
[5 empty] | 51.98 | 51.98% | 2.2703 | 65.0298 | 51.98%
[5 empty] | 51.99 | 51.99% | 2.2706 | 65.0404 | 51.99%
[5 empty] | 52 | 52% | 2.2708 | 65.0511 | 52%
[5 empty] | 52.01 | 52.01% | 2.2711 | 65.0617 | 52.01%
[5 empty] | 52.02 | 52.02% | 2.2713 | 65.0724 | 52.02%
[5 empty] | 52.03 | 52.03% | 2.2716 | 65.0831 | 52.03%
[5 empty] | 52.04 | 52.04% | 2.2718 | 65.0937 | 52.04%
[5 empty] | 52.05 | 52.05% | 2.2721 | 65.1044 | 52.05%
[5 empty] | 52.06 | 52.06% | 2.2723 | 65.1151 | 52.06%
[5 empty] | 52.07 | 52.07% | 2.2726 | 65.1258 | 52.07%
[5 empty] | 52.08 | 52.08% | 2.2728 | 65.1365 | 52.08%
[5 empty] | 52.09 | 52.09% | 2.2731 | 65.1471 | 52.09%
[5 empty] | 52.1 | 52.1% | 2.2733 | 65.1578 | 52.1%
[5 empty] | 52.11 | 52.11% | 2.2736 | 65.1685 | 52.11%
[5 empty] | 52.12 | 52.12% | 2.2738 | 65.1792 | 52.12%
[5 empty] | 52.13 | 52.13% | 2.2741 | 65.1899 | 52.13%
[5 empty] | 52.14 | 52.14% | 2.2743 | 65.2006 | 52.14%
[5 empty] | 52.15 | 52.15% | 2.2746 | 65.2114 | 52.15%
[5 empty] | 52.16 | 52.16% | 2.2748 | 65.2221 | 52.16%
[5 empty] | 52.17 | 52.17% | 2.2751 | 65.2328 | 52.17%
[5 empty] | 52.18 | 52.18% | 2.2753 | 65.2435 | 52.18%
[5 empty] | 52.19 | 52.19% | 2.2756 | 65.2542 | 52.19%
[5 empty] | 52.2 | 52.2% | 2.2758 | 65.265 | 52.2%
[5 empty] | 52.21 | 52.21% | 2.2761 | 65.2757 | 52.21%
[5 empty] | 52.22 | 52.22% | 2.2763 | 65.2865 | 52.22%
[5 empty] | 52.23 | 52.23% | 2.2766 | 65.2972 | 52.23%
[5 empty] | 52.24 | 52.24% | 2.2768 | 65.3079 | 52.24%
[5 empty] | 52.25 | 52.25% | 2.2771 | 65.3187 | 52.25%
[5 empty] | 52.26 | 52.26% | 2.2773 | 65.3295 | 52.26%
[5 empty] | 52.27 | 52.27% | 2.2776 | 65.3402 | 52.27%
[5 empty] | 52.28 | 52.28% | 2.2778 | 65.351 | 52.28%
[5 empty] | 52.29 | 52.29% | 2.2781 | 65.3617 | 52.29%
[5 empty] | 52.3 | 52.3% | 2.2783 | 65.3725 | 52.3%
[5 empty] | 52.31 | 52.31% | 2.2786 | 65.3833 | 52.31%
[5 empty] | 52.32 | 52.32% | 2.2788 | 65.3941 | 52.32%
[5 empty] | 52.33 | 52.33% | 2.2791 | 65.4048 | 52.33%
[5 empty] | 52.34 | 52.34% | 2.2793 | 65.4156 | 52.34%
[5 empty] | 52.35 | 52.35% | 2.2796 | 65.4264 | 52.35%
[5 empty] | 52.36 | 52.36% | 2.2798 | 65.4372 | 52.36%
[5 empty] | 52.37 | 52.37% | 2.2801 | 65.448 | 52.37%
[5 empty] | 52.38 | 52.38% | 2.2803 | 65.4588 | 52.38%
[5 empty] | 52.39 | 52.39% | 2.2806 | 65.4696 | 52.39%
[5 empty] | 52.4 | 52.4% | 2.2808 | 65.4804 | 52.4%
[5 empty] | 52.41 | 52.41% | 2.2811 | 65.4912 | 52.41%
[5 empty] | 52.42 | 52.42% | 2.2813 | 65.5021 | 52.42%
[5 empty] | 52.43 | 52.43% | 2.2816 | 65.5129 | 52.43%
[5 empty] | 52.44 | 52.44% | 2.2818 | 65.5237 | 52.44%
[5 empty] | 52.45 | 52.45% | 2.2821 | 65.5345 | 52.45%
[5 empty] | 52.46 | 52.46% | 2.2823 | 65.5454 | 52.46%
[5 empty] | 52.47 | 52.47% | 2.2826 | 65.5562 | 52.47%
[5 empty] | 52.48 | 52.48% | 2.2828 | 65.5671 | 52.48%
[5 empty] | 52.49 | 52.49% | 2.2831 | 65.5779 | 52.49%
[5 empty] | 52.5 | 52.5% | 2.2833 | 65.5888 | 52.5%
[5 empty] | 52.51 | 52.51% | 2.2836 | 65.5996 | 52.51%
[5 empty] | 52.52 | 52.52% | 2.2838 | 65.6105 | 52.52%
[5 empty] | 52.53 | 52.53% | 2.2841 | 65.6213 | 52.53%
[5 empty] | 52.54 | 52.54% | 2.2843 | 65.6322 | 52.54%
[5 empty] | 52.55 | 52.55% | 2.2846 | 65.6431 | 52.55%
[5 empty] | 52.56 | 52.56% | 2.2848 | 65.6539 | 52.56%
[5 empty] | 52.57 | 52.57% | 2.2851 | 65.6648 | 52.57%
[5 empty] | 52.58 | 52.58% | 2.2853 | 65.6757 | 52.58%
[5 empty] | 52.59 | 52.59% | 2.2856 | 65.6866 | 52.59%
[5 empty] | 52.6 | 52.6% | 2.2858 | 65.6975 | 52.6%
[5 empty] | 52.61 | 52.61% | 2.2861 | 65.7084 | 52.61%
[5 empty] | 52.62 | 52.62% | 2.2863 | 65.7193 | 52.62%
[5 empty] | 52.63 | 52.63% | 2.2866 | 65.7302 | 52.63%
[5 empty] | 52.64 | 52.64% | 2.2868 | 65.7411 | 52.64%
[5 empty] | 52.65 | 52.65% | 2.2871 | 65.752 | 52.65%
[5 empty] | 52.66 | 52.66% | 2.2873 | 65.7629 | 52.66%
[5 empty] | 52.67 | 52.67% | 2.2876 | 65.7738 | 52.67%
[5 empty] | 52.68 | 52.68% | 2.2878 | 65.7847 | 52.68%
[5 empty] | 52.69 | 52.69% | 2.2881 | 65.7957 | 52.69%
[5 empty] | 52.7 | 52.7% | 2.2883 | 65.8066 | 52.7%
[5 empty] | 52.71 | 52.71% | 2.2886 | 65.8175 | 52.71%
[5 empty] | 52.72 | 52.72% | 2.2888 | 65.8285 | 52.72%
[5 empty] | 52.73 | 52.73% | 2.2891 | 65.8394 | 52.73%
[5 empty] | 52.74 | 52.74% | 2.2893 | 65.8504 | 52.74%
[5 empty] | 52.75 | 52.75% | 2.2896 | 65.8613 | 52.75%
[5 empty] | 52.76 | 52.76% | 2.2898 | 65.8723 | 52.76%
[5 empty] | 52.77 | 52.77% | 2.2901 | 65.8832 | 52.77%
[5 empty] | 52.78 | 52.78% | 2.2903 | 65.8942 | 52.78%
[5 empty] | 52.79 | 52.79% | 2.2906 | 65.9051 | 52.79%
[5 empty] | 52.8 | 52.8% | 2.2908 | 65.9161 | 52.8%
[5 empty] | 52.81 | 52.81% | 2.2911 | 65.9271 | 52.81%
[5 empty] | 52.82 | 52.82% | 2.2913 | 65.9381 | 52.82%
[5 empty] | 52.83 | 52.83% | 2.2916 | 65.9491 | 52.83%
[5 empty] | 52.84 | 52.84% | 2.2918 | 65.96 | 52.84%
[5 empty] | 52.85 | 52.85% | 2.2921 | 65.971 | 52.85%
[5 empty] | 52.86 | 52.86% | 2.2923 | 65.982 | 52.86%
[5 empty] | 52.87 | 52.87% | 2.2926 | 65.993 | 52.87%
[5 empty] | 52.88 | 52.88% | 2.2928 | 66.004 | 52.88%
[5 empty] | 52.89 | 52.89% | 2.2931 | 66.015 | 52.89%
[5 empty] | 52.9 | 52.9% | 2.2933 | 66.026 | 52.9%
[5 empty] | 52.91 | 52.91% | 2.2936 | 66.0371 | 52.91%
[5 empty] | 52.92 | 52.92% | 2.2938 | 66.0481 | 52.92%
[5 empty] | 52.93 | 52.93% | 2.2941 | 66.0591 | 52.93%
[5 empty] | 52.94 | 52.94% | 2.2943 | 66.0701 | 52.94%
[5 empty] | 52.95 | 52.95% | 2.2946 | 66.0812 | 52.95%
[5 empty] | 52.96 | 52.96% | 2.2948 | 66.0922 | 52.96%
[5 empty] | 52.97 | 52.97% | 2.2951 | 66.1032 | 52.97%
[5 empty] | 52.98 | 52.98% | 2.2953 | 66.1143 | 52.98%
[5 empty] | 52.99 | 52.99% | 2.2956 | 66.1253 | 52.99%
[5 empty] | 53 | 53% | 2.2958 | 66.1364 | 53%
[5 empty] | 53.01 | 53.01% | 2.2961 | 66.1474 | 53.01%
[5 empty] | 53.02 | 53.02% | 2.2963 | 66.1585 | 53.02%
[5 empty] | 53.03 | 53.03% | 2.2966 | 66.1696 | 53.03%
[5 empty] | 53.04 | 53.04% | 2.2968 | 66.1806 | 53.04%
[5 empty] | 53.05 | 53.05% | 2.2971 | 66.1917 | 53.05%
[5 empty] | 53.06 | 53.06% | 2.2973 | 66.2028 | 53.06%
[5 empty] | 53.07 | 53.07% | 2.2976 | 66.2139 | 53.07%
[5 empty] | 53.08 | 53.08% | 2.2978 | 66.225 | 53.08%
[5 empty] | 53.09 | 53.09% | 2.2981 | 66.236 | 53.09%
[5 empty] | 53.1 | 53.1% | 2.2983 | 66.2471 | 53.1%
[5 empty] | 53.11 | 53.11% | 2.2986 | 66.2582 | 53.11%
[5 empty] | 53.12 | 53.12% | 2.2988 | 66.2693 | 53.12%
[5 empty] | 53.13 | 53.13% | 2.2991 | 66.2804 | 53.13%
[5 empty] | 53.14 | 53.14% | 2.2993 | 66.2916 | 53.14%
[5 empty] | 53.15 | 53.15% | 2.2996 | 66.3027 | 53.15%
[5 empty] | 53.16 | 53.16% | 2.2998 | 66.3138 | 53.16%
[5 empty] | 53.17 | 53.17% | 2.3001 | 66.3249 | 53.17%
[5 empty] | 53.18 | 53.18% | 2.3003 | 66.336 | 53.18%
[5 empty] | 53.19 | 53.19% | 2.3006 | 66.3472 | 53.19%
[5 empty] | 53.2 | 53.2% | 2.3008 | 66.3583 | 53.2%
[5 empty] | 53.21 | 53.21% | 2.3011 | 66.3694 | 53.21%
[5 empty] | 53.22 | 53.22% | 2.3013 | 66.3806 | 53.22%
[5 empty] | 53.23 | 53.23% | 2.3016 | 66.3917 | 53.23%
[5 empty] | 53.24 | 53.24% | 2.3018 | 66.4029 | 53.24%
[5 empty] | 53.25 | 53.25% | 2.3021 | 66.414 | 53.25%
[5 empty] | 53.26 | 53.26% | 2.3023 | 66.4252 | 53.26%
[5 empty] | 53.27 | 53.27% | 2.3026 | 66.4364 | 53.27%
[5 empty] | 53.28 | 53.28% | 2.3028 | 66.4475 | 53.28%
[5 empty] | 53.29 | 53.29% | 2.3031 | 66.4587 | 53.29%
[5 empty] | 53.3 | 53.3% | 2.3033 | 66.4699 | 53.3%
[5 empty] | 53.31 | 53.31% | 2.3036 | 66.4811 | 53.31%
[5 empty] | 53.32 | 53.32% | 2.3038 | 66.4923 | 53.32%
[5 empty] | 53.33 | 53.33% | 2.3041 | 66.5035 | 53.33%
[5 empty] | 53.34 | 53.34% | 2.3043 | 66.5146 | 53.34%
[5 empty] | 53.35 | 53.35% | 2.3046 | 66.5258 | 53.35%
[5 empty] | 53.36 | 53.36% | 2.3048 | 66.5371 | 53.36%
[5 empty] | 53.37 | 53.37% | 2.3051 | 66.5483 | 53.37%
[5 empty] | 53.38 | 53.38% | 2.3053 | 66.5595 | 53.38%
[5 empty] | 53.39 | 53.39% | 2.3056 | 66.5707 | 53.39%
[5 empty] | 53.4 | 53.4% | 2.3058 | 66.5819 | 53.4%
[5 empty] | 53.41 | 53.41% | 2.3061 | 66.5931 | 53.41%
[5 empty] | 53.42 | 53.42% | 2.3063 | 66.6044 | 53.42%
[5 empty] | 53.43 | 53.43% | 2.3066 | 66.6156 | 53.43%
[5 empty] | 53.44 | 53.44% | 2.3068 | 66.6268 | 53.44%
[5 empty] | 53.45 | 53.45% | 2.3071 | 66.6381 | 53.45%
[5 empty] | 53.46 | 53.46% | 2.3073 | 66.6493 | 53.46%
[5 empty] | 53.47 | 53.47% | 2.3076 | 66.6606 | 53.47%
[5 empty] | 53.48 | 53.48% | 2.3078 | 66.6718 | 53.48%
[5 empty] | 53.49 | 53.49% | 2.3081 | 66.6831 | 53.49%
[5 empty] | 53.5 | 53.5% | 2.3083 | 66.6943 | 53.5%
[5 empty] | 53.51 | 53.51% | 2.3086 | 66.7056 | 53.51%
[5 empty] | 53.52 | 53.52% | 2.3088 | 66.7169 | 53.52%
[5 empty] | 53.53 | 53.53% | 2.3091 | 66.7282 | 53.53%
[5 empty] | 53.54 | 53.54% | 2.3093 | 66.7394 | 53.54%
[5 empty] | 53.55 | 53.55% | 2.3096 | 66.7507 | 53.55%
[5 empty] | 53.56 | 53.56% | 2.3098 | 66.762 | 53.56%
[5 empty] | 53.57 | 53.57% | 2.3101 | 66.7733 | 53.57%
[5 empty] | 53.58 | 53.58% | 2.3103 | 66.7846 | 53.58%
[5 empty] | 53.59 | 53.59% | 2.3106 | 66.7959 | 53.59%
[5 empty] | 53.6 | 53.6% | 2.3108 | 66.8072 | 53.6%
[5 empty] | 53.61 | 53.61% | 2.3111 | 66.8185 | 53.61%
[5 empty] | 53.62 | 53.62% | 2.3113 | 66.8298 | 53.62%
[5 empty] | 53.63 | 53.63% | 2.3116 | 66.8411 | 53.63%
[5 empty] | 53.64 | 53.64% | 2.3118 | 66.8525 | 53.64%
[5 empty] | 53.65 | 53.65% | 2.3121 | 66.8638 | 53.65%
[5 empty] | 53.66 | 53.66% | 2.3123 | 66.8751 | 53.66%
[5 empty] | 53.67 | 53.67% | 2.3126 | 66.8865 | 53.67%
[5 empty] | 53.68 | 53.68% | 2.3128 | 66.8978 | 53.68%
[5 empty] | 53.69 | 53.69% | 2.3131 | 66.9091 | 53.69%
[5 empty] | 53.7 | 53.7% | 2.3133 | 66.9205 | 53.7%
[5 empty] | 53.71 | 53.71% | 2.3136 | 66.9318 | 53.71%
[5 empty] | 53.72 | 53.72% | 2.3138 | 66.9432 | 53.72%
[5 empty] | 53.73 | 53.73% | 2.3141 | 66.9546 | 53.73%
[5 empty] | 53.74 | 53.74% | 2.3143 | 66.9659 | 53.74%
[5 empty] | 53.75 | 53.75% | 2.3146 | 66.9773 | 53.75%
[5 empty] | 53.76 | 53.76% | 2.3148 | 66.9887 | 53.76%
[5 empty] | 53.77 | 53.77% | 2.3151 | 67.0001 | 53.77%
[5 empty] | 53.78 | 53.78% | 2.3153 | 67.0114 | 53.78%
[5 empty] | 53.79 | 53.79% | 2.3156 | 67.0228 | 53.79%
[5 empty] | 53.8 | 53.8% | 2.3158 | 67.0342 | 53.8%
[5 empty] | 53.81 | 53.81% | 2.3161 | 67.0456 | 53.81%
[5 empty] | 53.82 | 53.82% | 2.3163 | 67.057 | 53.82%
[5 empty] | 53.83 | 53.83% | 2.3166 | 67.0684 | 53.83%
[5 empty] | 53.84 | 53.84% | 2.3168 | 67.0798 | 53.84%
[5 empty] | 53.85 | 53.85% | 2.3171 | 67.0912 | 53.85%
[5 empty] | 53.86 | 53.86% | 2.3173 | 67.1027 | 53.86%
[5 empty] | 53.87 | 53.87% | 2.3176 | 67.1141 | 53.87%
[5 empty] | 53.88 | 53.88% | 2.3178 | 67.1255 | 53.88%
[5 empty] | 53.89 | 53.89% | 2.3181 | 67.1369 | 53.89%
[5 empty] | 53.9 | 53.9% | 2.3183 | 67.1484 | 53.9%
[5 empty] | 53.91 | 53.91% | 2.3186 | 67.1598 | 53.91%
[5 empty] | 53.92 | 53.92% | 2.3188 | 67.1713 | 53.92%
[5 empty] | 53.93 | 53.93% | 2.3191 | 67.1827 | 53.93%
[5 empty] | 53.94 | 53.94% | 2.3193 | 67.1942 | 53.94%
[5 empty] | 53.95 | 53.95% | 2.3196 | 67.2056 | 53.95%
[5 empty] | 53.96 | 53.96% | 2.3198 | 67.2171 | 53.96%
[5 empty] | 53.97 | 53.97% | 2.3201 | 67.2286 | 53.97%
[5 empty] | 53.98 | 53.98% | 2.3203 | 67.24 | 53.98%
[5 empty] | 53.99 | 53.99% | 2.3206 | 67.2515 | 53.99%
[5 empty] | 54 | 54% | 2.3208 | 67.263 | 54%
[5 empty] | 54.01 | 54.01% | 2.3211 | 67.2745 | 54.01%
[5 empty] | 54.02 | 54.02% | 2.3213 | 67.286 | 54.02%
[5 empty] | 54.03 | 54.03% | 2.3216 | 67.2975 | 54.03%
[5 empty] | 54.04 | 54.04% | 2.3218 | 67.309 | 54.04%
[5 empty] | 54.05 | 54.05% | 2.3221 | 67.3205 | 54.05%
[5 empty] | 54.06 | 54.06% | 2.3223 | 67.332 | 54.06%
[5 empty] | 54.07 | 54.07% | 2.3226 | 67.3435 | 54.07%
[5 empty] | 54.08 | 54.08% | 2.3228 | 67.355 | 54.08%
[5 empty] | 54.09 | 54.09% | 2.3231 | 67.3665 | 54.09%
[5 empty] | 54.1 | 54.1% | 2.3233 | 67.378 | 54.1%
[5 empty] | 54.11 | 54.11% | 2.3236 | 67.3896 | 54.11%
[5 empty] | 54.12 | 54.12% | 2.3238 | 67.4011 | 54.12%
[5 empty] | 54.13 | 54.13% | 2.3241 | 67.4126 | 54.13%
[5 empty] | 54.14 | 54.14% | 2.3243 | 67.4242 | 54.14%
[5 empty] | 54.15 | 54.15% | 2.3246 | 67.4357 | 54.15%
[5 empty] | 54.16 | 54.16% | 2.3248 | 67.4473 | 54.16%
[5 empty] | 54.17 | 54.17% | 2.3251 | 67.4588 | 54.17%
[5 empty] | 54.18 | 54.18% | 2.3253 | 67.4704 | 54.18%
[5 empty] | 54.19 | 54.19% | 2.3256 | 67.482 | 54.19%
[5 empty] | 54.2 | 54.2% | 2.3258 | 67.4935 | 54.2%
[5 empty] | 54.21 | 54.21% | 2.3261 | 67.5051 | 54.21%
[5 empty] | 54.22 | 54.22% | 2.3263 | 67.5167 | 54.22%
[5 empty] | 54.23 | 54.23% | 2.3266 | 67.5283 | 54.23%
[5 empty] | 54.24 | 54.24% | 2.3268 | 67.5398 | 54.24%
[5 empty] | 54.25 | 54.25% | 2.3271 | 67.5514 | 54.25%
[5 empty] | 54.26 | 54.26% | 2.3273 | 67.563 | 54.26%
[5 empty] | 54.27 | 54.27% | 2.3276 | 67.5746 | 54.27%
[5 empty] | 54.28 | 54.28% | 2.3279 | 67.5862 | 54.28%
[5 empty] | 54.29 | 54.29% | 2.3281 | 67.5979 | 54.29%
[5 empty] | 54.3 | 54.3% | 2.3284 | 67.6095 | 54.3%
[5 empty] | 54.31 | 54.31% | 2.3286 | 67.6211 | 54.31%
[5 empty] | 54.32 | 54.32% | 2.3289 | 67.6327 | 54.32%
[5 empty] | 54.33 | 54.33% | 2.3291 | 67.6443 | 54.33%
[5 empty] | 54.34 | 54.34% | 2.3294 | 67.656 | 54.34%
[5 empty] | 54.35 | 54.35% | 2.3296 | 67.6676 | 54.35%
[5 empty] | 54.36 | 54.36% | 2.3299 | 67.6792 | 54.36%
[5 empty] | 54.37 | 54.37% | 2.3301 | 67.6909 | 54.37%
[5 empty] | 54.38 | 54.38% | 2.3304 | 67.7025 | 54.38%
[5 empty] | 54.39 | 54.39% | 2.3306 | 67.7142 | 54.39%
[5 empty] | 54.4 | 54.4% | 2.3309 | 67.7259 | 54.4%
[5 empty] | 54.41 | 54.41% | 2.3311 | 67.7375 | 54.41%
[5 empty] | 54.42 | 54.42% | 2.3314 | 67.7492 | 54.42%
[5 empty] | 54.43 | 54.43% | 2.3316 | 67.7609 | 54.43%
[5 empty] | 54.44 | 54.44% | 2.3319 | 67.7725 | 54.44%
[5 empty] | 54.45 | 54.45% | 2.3321 | 67.7842 | 54.45%
[5 empty] | 54.46 | 54.46% | 2.3324 | 67.7959 | 54.46%
[5 empty] | 54.47 | 54.47% | 2.3326 | 67.8076 | 54.47%
[5 empty] | 54.48 | 54.48% | 2.3329 | 67.8193 | 54.48%
[5 empty] | 54.49 | 54.49% | 2.3331 | 67.831 | 54.49%
[5 empty] | 54.5 | 54.5% | 2.3334 | 67.8427 | 54.5%
[5 empty] | 54.51 | 54.51% | 2.3336 | 67.8544 | 54.51%
[5 empty] | 54.52 | 54.52% | 2.3339 | 67.8661 | 54.52%
[5 empty] | 54.53 | 54.53% | 2.3341 | 67.8778 | 54.53%
[5 empty] | 54.54 | 54.54% | 2.3344 | 67.8896 | 54.54%
[5 empty] | 54.55 | 54.55% | 2.3346 | 67.9013 | 54.55%
[5 empty] | 54.56 | 54.56% | 2.3349 | 67.913 | 54.56%
[5 empty] | 54.57 | 54.57% | 2.3351 | 67.9248 | 54.57%
[5 empty] | 54.58 | 54.58% | 2.3354 | 67.9365 | 54.58%
[5 empty] | 54.59 | 54.59% | 2.3357 | 67.9483 | 54.59%
[5 empty] | 54.6 | 54.6% | 2.3359 | 67.96 | 54.6%
[5 empty] | 54.61 | 54.61% | 2.3362 | 67.9718 | 54.61%
[5 empty] | 54.62 | 54.62% | 2.3364 | 67.9835 | 54.62%
[5 empty] | 54.63 | 54.63% | 2.3367 | 67.9953 | 54.63%
[5 empty] | 54.64 | 54.64% | 2.3369 | 68.0071 | 54.64%
[5 empty] | 54.65 | 54.65% | 2.3372 | 68.0188 | 54.65%
[5 empty] | 54.66 | 54.66% | 2.3374 | 68.0306 | 54.66%
[5 empty] | 54.67 | 54.67% | 2.3377 | 68.0424 | 54.67%
[5 empty] | 54.68 | 54.68% | 2.3379 | 68.0542 | 54.68%
[5 empty] | 54.69 | 54.69% | 2.3382 | 68.066 | 54.69%
[5 empty] | 54.7 | 54.7% | 2.3384 | 68.0778 | 54.7%
[5 empty] | 54.71 | 54.71% | 2.3387 | 68.0896 | 54.71%
[5 empty] | 54.72 | 54.72% | 2.3389 | 68.1014 | 54.72%
[5 empty] | 54.73 | 54.73% | 2.3392 | 68.1132 | 54.73%
[5 empty] | 54.74 | 54.74% | 2.3394 | 68.125 | 54.74%
[5 empty] | 54.75 | 54.75% | 2.3397 | 68.1368 | 54.75%
[5 empty] | 54.76 | 54.76% | 2.3399 | 68.1487 | 54.76%
[5 empty] | 54.77 | 54.77% | 2.3402 | 68.1605 | 54.77%
[5 empty] | 54.78 | 54.78% | 2.3404 | 68.1723 | 54.78%
[5 empty] | 54.79 | 54.79% | 2.3407 | 68.1842 | 54.79%
[5 empty] | 54.8 | 54.8% | 2.341 | 68.196 | 54.8%
[5 empty] | 54.81 | 54.81% | 2.3412 | 68.2078 | 54.81%
[5 empty] | 54.82 | 54.82% | 2.3415 | 68.2197 | 54.82%
[5 empty] | 54.83 | 54.83% | 2.3417 | 68.2316 | 54.83%
[5 empty] | 54.84 | 54.84% | 2.342 | 68.2434 | 54.84%
[5 empty] | 54.85 | 54.85% | 2.3422 | 68.2553 | 54.85%
[5 empty] | 54.86 | 54.86% | 2.3425 | 68.2672 | 54.86%
[5 empty] | 54.87 | 54.87% | 2.3427 | 68.279 | 54.87%
[5 empty] | 54.88 | 54.88% | 2.343 | 68.2909 | 54.88%
[5 empty] | 54.89 | 54.89% | 2.3432 | 68.3028 | 54.89%
[5 empty] | 54.9 | 54.9% | 2.3435 | 68.3147 | 54.9%
[5 empty] | 54.91 | 54.91% | 2.3437 | 68.3266 | 54.91%
[5 empty] | 54.92 | 54.92% | 2.344 | 68.3385 | 54.92%
[5 empty] | 54.93 | 54.93% | 2.3442 | 68.3504 | 54.93%
[5 empty] | 54.94 | 54.94% | 2.3445 | 68.3623 | 54.94%
[5 empty] | 54.95 | 54.95% | 2.3447 | 68.3742 | 54.95%
[5 empty] | 54.96 | 54.96% | 2.345 | 68.3861 | 54.96%
[5 empty] | 54.97 | 54.97% | 2.3453 | 68.3981 | 54.97%
[5 empty] | 54.98 | 54.98% | 2.3455 | 68.41 | 54.98%
[5 empty] | 54.99 | 54.99% | 2.3458 | 68.4219 | 54.99%
[5 empty] | 55 | 55% | 2.346 | 68.4339 | 55%
[5 empty] | 55.01 | 55.01% | 2.3463 | 68.4458 | 55.01%
[5 empty] | 55.02 | 55.02% | 2.3465 | 68.4577 | 55.02%
[5 empty] | 55.03 | 55.03% | 2.3468 | 68.4697 | 55.03%
[5 empty] | 55.04 | 55.04% | 2.347 | 68.4817 | 55.04%
[5 empty] | 55.05 | 55.05% | 2.3473 | 68.4936 | 55.05%
[5 empty] | 55.06 | 55.06% | 2.3475 | 68.5056 | 55.06%
[5 empty] | 55.07 | 55.07% | 2.3478 | 68.5175 | 55.07%
[5 empty] | 55.08 | 55.08% | 2.348 | 68.5295 | 55.08%
[5 empty] | 55.09 | 55.09% | 2.3483 | 68.5415 | 55.09%
[5 empty] | 55.1 | 55.1% | 2.3486 | 68.5535 | 55.1%
[5 empty] | 55.11 | 55.11% | 2.3488 | 68.5655 | 55.11%
[5 empty] | 55.12 | 55.12% | 2.3491 | 68.5775 | 55.12%
[5 empty] | 55.13 | 55.13% | 2.3493 | 68.5895 | 55.13%
[5 empty] | 55.14 | 55.14% | 2.3496 | 68.6015 | 55.14%
[5 empty] | 55.15 | 55.15% | 2.3498 | 68.6135 | 55.15%
[5 empty] | 55.16 | 55.16% | 2.3501 | 68.6255 | 55.16%
[5 empty] | 55.17 | 55.17% | 2.3503 | 68.6375 | 55.17%
[5 empty] | 55.18 | 55.18% | 2.3506 | 68.6495 | 55.18%
[5 empty] | 55.19 | 55.19% | 2.3508 | 68.6616 | 55.19%
[5 empty] | 55.2 | 55.2% | 2.3511 | 68.6736 | 55.2%
[5 empty] | 55.21 | 55.21% | 2.3513 | 68.6856 | 55.21%
[5 empty] | 55.22 | 55.22% | 2.3516 | 68.6977 | 55.22%
[5 empty] | 55.23 | 55.23% | 2.3519 | 68.7097 | 55.23%
[5 empty] | 55.24 | 55.24% | 2.3521 | 68.7218 | 55.24%
[5 empty] | 55.25 | 55.25% | 2.3524 | 68.7338 | 55.25%
[5 empty] | 55.26 | 55.26% | 2.3526 | 68.7459 | 55.26%
[5 empty] | 55.27 | 55.27% | 2.3529 | 68.758 | 55.27%
[5 empty] | 55.28 | 55.28% | 2.3531 | 68.77 | 55.28%
[5 empty] | 55.29 | 55.29% | 2.3534 | 68.7821 | 55.29%
[5 empty] | 55.3 | 55.3% | 2.3536 | 68.7942 | 55.3%
[5 empty] | 55.31 | 55.31% | 2.3539 | 68.8063 | 55.31%
[5 empty] | 55.32 | 55.32% | 2.3541 | 68.8184 | 55.32%
[5 empty] | 55.33 | 55.33% | 2.3544 | 68.8305 | 55.33%
[5 empty] | 55.34 | 55.34% | 2.3547 | 68.8426 | 55.34%
[5 empty] | 55.35 | 55.35% | 2.3549 | 68.8547 | 55.35%
[5 empty] | 55.36 | 55.36% | 2.3552 | 68.8668 | 55.36%
[5 empty] | 55.37 | 55.37% | 2.3554 | 68.8789 | 55.37%
[5 empty] | 55.38 | 55.38% | 2.3557 | 68.891 | 55.38%
[5 empty] | 55.39 | 55.39% | 2.3559 | 68.9031 | 55.39%
[5 empty] | 55.4 | 55.4% | 2.3562 | 68.9153 | 55.4%
[5 empty] | 55.41 | 55.41% | 2.3564 | 68.9274 | 55.41%
[5 empty] | 55.42 | 55.42% | 2.3567 | 68.9395 | 55.42%
[5 empty] | 55.43 | 55.43% | 2.357 | 68.9517 | 55.43%
[5 empty] | 55.44 | 55.44% | 2.3572 | 68.9638 | 55.44%
[5 empty] | 55.45 | 55.45% | 2.3575 | 68.976 | 55.45%
[5 empty] | 55.46 | 55.46% | 2.3577 | 68.9881 | 55.46%
[5 empty] | 55.47 | 55.47% | 2.358 | 69.0003 | 55.47%
[5 empty] | 55.48 | 55.48% | 2.3582 | 69.0125 | 55.48%
[5 empty] | 55.49 | 55.49% | 2.3585 | 69.0246 | 55.49%
[5 empty] | 55.5 | 55.5% | 2.3587 | 69.0368 | 55.5%
[5 empty] | 55.51 | 55.51% | 2.359 | 69.049 | 55.51%
[5 empty] | 55.52 | 55.52% | 2.3593 | 69.0612 | 55.52%
[5 empty] | 55.53 | 55.53% | 2.3595 | 69.0734 | 55.53%
[5 empty] | 55.54 | 55.54% | 2.3598 | 69.0856 | 55.54%
[5 empty] | 55.55 | 55.55% | 2.36 | 69.0978 | 55.55%
[5 empty] | 55.56 | 55.56% | 2.3603 | 69.11 | 55.56%
[5 empty] | 55.57 | 55.57% | 2.3605 | 69.1222 | 55.57%
[5 empty] | 55.58 | 55.58% | 2.3608 | 69.1344 | 55.58%
[5 empty] | 55.59 | 55.59% | 2.361 | 69.1466 | 55.59%
[5 empty] | 55.6 | 55.6% | 2.3613 | 69.1589 | 55.6%
[5 empty] | 55.61 | 55.61% | 2.3616 | 69.1711 | 55.61%
[5 empty] | 55.62 | 55.62% | 2.3618 | 69.1833 | 55.62%
[5 empty] | 55.63 | 55.63% | 2.3621 | 69.1956 | 55.63%
[5 empty] | 55.64 | 55.64% | 2.3623 | 69.2078 | 55.64%
[5 empty] | 55.65 | 55.65% | 2.3626 | 69.2201 | 55.65%
[5 empty] | 55.66 | 55.66% | 2.3628 | 69.2323 | 55.66%
[5 empty] | 55.67 | 55.67% | 2.3631 | 69.2446 | 55.67%
[5 empty] | 55.68 | 55.68% | 2.3634 | 69.2568 | 55.68%
[5 empty] | 55.69 | 55.69% | 2.3636 | 69.2691 | 55.69%
[5 empty] | 55.7 | 55.7% | 2.3639 | 69.2814 | 55.7%
[5 empty] | 55.71 | 55.71% | 2.3641 | 69.2937 | 55.71%
[5 empty] | 55.72 | 55.72% | 2.3644 | 69.306 | 55.72%
[5 empty] | 55.73 | 55.73% | 2.3646 | 69.3182 | 55.73%
[5 empty] | 55.74 | 55.74% | 2.3649 | 69.3305 | 55.74%
[5 empty] | 55.75 | 55.75% | 2.3652 | 69.3428 | 55.75%
[5 empty] | 55.76 | 55.76% | 2.3654 | 69.3551 | 55.76%
[5 empty] | 55.77 | 55.77% | 2.3657 | 69.3675 | 55.77%
[5 empty] | 55.78 | 55.78% | 2.3659 | 69.3798 | 55.78%
[5 empty] | 55.79 | 55.79% | 2.3662 | 69.3921 | 55.79%
[5 empty] | 55.8 | 55.8% | 2.3664 | 69.4044 | 55.8%
[5 empty] | 55.81 | 55.81% | 2.3667 | 69.4167 | 55.81%
[5 empty] | 55.82 | 55.82% | 2.367 | 69.4291 | 55.82%
[5 empty] | 55.83 | 55.83% | 2.3672 | 69.4414 | 55.83%
[5 empty] | 55.84 | 55.84% | 2.3675 | 69.4538 | 55.84%
[5 empty] | 55.85 | 55.85% | 2.3677 | 69.4661 | 55.85%
[5 empty] | 55.86 | 55.86% | 2.368 | 69.4785 | 55.86%
[5 empty] | 55.87 | 55.87% | 2.3682 | 69.4908 | 55.87%
[5 empty] | 55.88 | 55.88% | 2.3685 | 69.5032 | 55.88%
[5 empty] | 55.89 | 55.89% | 2.3688 | 69.5156 | 55.89%
[5 empty] | 55.9 | 55.9% | 2.369 | 69.5279 | 55.9%
[5 empty] | 55.91 | 55.91% | 2.3693 | 69.5403 | 55.91%
[5 empty] | 55.92 | 55.92% | 2.3695 | 69.5527 | 55.92%
[5 empty] | 55.93 | 55.93% | 2.3698 | 69.5651 | 55.93%
[5 empty] | 55.94 | 55.94% | 2.3701 | 69.5775 | 55.94%
[5 empty] | 55.95 | 55.95% | 2.3703 | 69.5899 | 55.95%
[5 empty] | 55.96 | 55.96% | 2.3706 | 69.6023 | 55.96%
[5 empty] | 55.97 | 55.97% | 2.3708 | 69.6147 | 55.97%
[5 empty] | 55.98 | 55.98% | 2.3711 | 69.6271 | 55.98%
[5 empty] | 55.99 | 55.99% | 2.3713 | 69.6395 | 55.99%
[5 empty] | 56 | 56% | 2.3716 | 69.652 | 56%
[5 empty] | 56.01 | 56.01% | 2.3719 | 69.6644 | 56.01%
[5 empty] | 56.02 | 56.02% | 2.3721 | 69.6768 | 56.02%
[5 empty] | 56.03 | 56.03% | 2.3724 | 69.6893 | 56.03%
[5 empty] | 56.04 | 56.04% | 2.3726 | 69.7017 | 56.04%
[5 empty] | 56.05 | 56.05% | 2.3729 | 69.7142 | 56.05%
[5 empty] | 56.06 | 56.06% | 2.3732 | 69.7266 | 56.06%
[5 empty] | 56.07 | 56.07% | 2.3734 | 69.7391 | 56.07%
[5 empty] | 56.08 | 56.08% | 2.3737 | 69.7515 | 56.08%
[5 empty] | 56.09 | 56.09% | 2.3739 | 69.764 | 56.09%
[5 empty] | 56.1 | 56.1% | 2.3742 | 69.7765 | 56.1%
[5 empty] | 56.11 | 56.11% | 2.3745 | 69.789 | 56.11%
[5 empty] | 56.12 | 56.12% | 2.3747 | 69.8015 | 56.12%
[5 empty] | 56.13 | 56.13% | 2.375 | 69.8139 | 56.13%
[5 empty] | 56.14 | 56.14% | 2.3752 | 69.8264 | 56.14%
[5 empty] | 56.15 | 56.15% | 2.3755 | 69.8389 | 56.15%
[5 empty] | 56.16 | 56.16% | 2.3758 | 69.8514 | 56.16%
[5 empty] | 56.17 | 56.17% | 2.376 | 69.864 | 56.17%
[5 empty] | 56.18 | 56.18% | 2.3763 | 69.8765 | 56.18%
[5 empty] | 56.19 | 56.19% | 2.3765 | 69.889 | 56.19%
[5 empty] | 56.2 | 56.2% | 2.3768 | 69.9015 | 56.2%
[5 empty] | 56.21 | 56.21% | 2.3771 | 69.914 | 56.21%
[5 empty] | 56.22 | 56.22% | 2.3773 | 69.9266 | 56.22%
[5 empty] | 56.23 | 56.23% | 2.3776 | 69.9391 | 56.23%
[5 empty] | 56.24 | 56.24% | 2.3778 | 69.9517 | 56.24%
[5 empty] | 56.25 | 56.25% | 2.3781 | 69.9642 | 56.25%
[5 empty] | 56.26 | 56.26% | 2.3784 | 69.9768 | 56.26%
[5 empty] | 56.27 | 56.27% | 2.3786 | 69.9893 | 56.27%
[5 empty] | 56.28 | 56.28% | 2.3789 | 70.0019 | 56.28%
[5 empty] | 56.29 | 56.29% | 2.3791 | 70.0145 | 56.29%
[5 empty] | 56.3 | 56.3% | 2.3794 | 70.0271 | 56.3%
[5 empty] | 56.31 | 56.31% | 2.3797 | 70.0396 | 56.31%
[5 empty] | 56.32 | 56.32% | 2.3799 | 70.0522 | 56.32%
[5 empty] | 56.33 | 56.33% | 2.3802 | 70.0648 | 56.33%
[5 empty] | 56.34 | 56.34% | 2.3804 | 70.0774 | 56.34%
[5 empty] | 56.35 | 56.35% | 2.3807 | 70.09 | 56.35%
[5 empty] | 56.36 | 56.36% | 2.381 | 70.1026 | 56.36%
[5 empty] | 56.37 | 56.37% | 2.3812 | 70.1152 | 56.37%
[5 empty] | 56.38 | 56.38% | 2.3815 | 70.1279 | 56.38%
[5 empty] | 56.39 | 56.39% | 2.3817 | 70.1405 | 56.39%
[5 empty] | 56.4 | 56.4% | 2.382 | 70.1531 | 56.4%
[5 empty] | 56.41 | 56.41% | 2.3823 | 70.1657 | 56.41%
[5 empty] | 56.42 | 56.42% | 2.3825 | 70.1784 | 56.42%
[5 empty] | 56.43 | 56.43% | 2.3828 | 70.191 | 56.43%
[5 empty] | 56.44 | 56.44% | 2.3831 | 70.2037 | 56.44%
[5 empty] | 56.45 | 56.45% | 2.3833 | 70.2163 | 56.45%
[5 empty] | 56.46 | 56.46% | 2.3836 | 70.229 | 56.46%
[5 empty] | 56.47 | 56.47% | 2.3838 | 70.2416 | 56.47%
[5 empty] | 56.48 | 56.48% | 2.3841 | 70.2543 | 56.48%
[5 empty] | 56.49 | 56.49% | 2.3844 | 70.267 | 56.49%
[5 empty] | 56.5 | 56.5% | 2.3846 | 70.2797 | 56.5%
[5 empty] | 56.51 | 56.51% | 2.3849 | 70.2924 | 56.51%
[5 empty] | 56.52 | 56.52% | 2.3852 | 70.305 | 56.52%
[5 empty] | 56.53 | 56.53% | 2.3854 | 70.3177 | 56.53%
[5 empty] | 56.54 | 56.54% | 2.3857 | 70.3304 | 56.54%
[5 empty] | 56.55 | 56.55% | 2.3859 | 70.3431 | 56.55%
[5 empty] | 56.56 | 56.56% | 2.3862 | 70.3559 | 56.56%
[5 empty] | 56.57 | 56.57% | 2.3865 | 70.3686 | 56.57%
[5 empty] | 56.58 | 56.58% | 2.3867 | 70.3813 | 56.58%
[5 empty] | 56.59 | 56.59% | 2.387 | 70.394 | 56.59%
[5 empty] | 56.6 | 56.6% | 2.3873 | 70.4067 | 56.6%
[5 empty] | 56.61 | 56.61% | 2.3875 | 70.4195 | 56.61%
[5 empty] | 56.62 | 56.62% | 2.3878 | 70.4322 | 56.62%
[5 empty] | 56.63 | 56.63% | 2.388 | 70.445 | 56.63%
[5 empty] | 56.64 | 56.64% | 2.3883 | 70.4577 | 56.64%
[5 empty] | 56.65 | 56.65% | 2.3886 | 70.4705 | 56.65%
[5 empty] | 56.66 | 56.66% | 2.3888 | 70.4832 | 56.66%
[5 empty] | 56.67 | 56.67% | 2.3891 | 70.496 | 56.67%
[5 empty] | 56.68 | 56.68% | 2.3894 | 70.5088 | 56.68%
[5 empty] | 56.69 | 56.69% | 2.3896 | 70.5216 | 56.69%
[5 empty] | 56.7 | 56.7% | 2.3899 | 70.5343 | 56.7%
[5 empty] | 56.71 | 56.71% | 2.3902 | 70.5471 | 56.71%
[5 empty] | 56.72 | 56.72% | 2.3904 | 70.5599 | 56.72%
[5 empty] | 56.73 | 56.73% | 2.3907 | 70.5727 | 56.73%
[5 empty] | 56.74 | 56.74% | 2.3909 | 70.5855 | 56.74%
[5 empty] | 56.75 | 56.75% | 2.3912 | 70.5983 | 56.75%
[5 empty] | 56.76 | 56.76% | 2.3915 | 70.6112 | 56.76%
[5 empty] | 56.77 | 56.77% | 2.3917 | 70.624 | 56.77%
[5 empty] | 56.78 | 56.78% | 2.392 | 70.6368 | 56.78%
[5 empty] | 56.79 | 56.79% | 2.3923 | 70.6496 | 56.79%
[5 empty] | 56.8 | 56.8% | 2.3925 | 70.6625 | 56.8%
[5 empty] | 56.81 | 56.81% | 2.3928 | 70.6753 | 56.81%
[5 empty] | 56.82 | 56.82% | 2.3931 | 70.6882 | 56.82%
[5 empty] | 56.83 | 56.83% | 2.3933 | 70.701 | 56.83%
[5 empty] | 56.84 | 56.84% | 2.3936 | 70.7139 | 56.84%
[5 empty] | 56.85 | 56.85% | 2.3939 | 70.7267 | 56.85%
[5 empty] | 56.86 | 56.86% | 2.3941 | 70.7396 | 56.86%
[5 empty] | 56.87 | 56.87% | 2.3944 | 70.7525 | 56.87%
[5 empty] | 56.88 | 56.88% | 2.3947 | 70.7653 | 56.88%
[5 empty] | 56.89 | 56.89% | 2.3949 | 70.7782 | 56.89%
[5 empty] | 56.9 | 56.9% | 2.3952 | 70.7911 | 56.9%
[5 empty] | 56.91 | 56.91% | 2.3954 | 70.804 | 56.91%
[5 empty] | 56.92 | 56.92% | 2.3957 | 70.8169 | 56.92%
[5 empty] | 56.93 | 56.93% | 2.396 | 70.8298 | 56.93%
[5 empty] | 56.94 | 56.94% | 2.3962 | 70.8427 | 56.94%
[5 empty] | 56.95 | 56.95% | 2.3965 | 70.8556 | 56.95%
[5 empty] | 56.96 | 56.96% | 2.3968 | 70.8686 | 56.96%
[5 empty] | 56.97 | 56.97% | 2.397 | 70.8815 | 56.97%
[5 empty] | 56.98 | 56.98% | 2.3973 | 70.8944 | 56.98%
[5 empty] | 56.99 | 56.99% | 2.3976 | 70.9074 | 56.99%
[5 empty] | 57 | 57% | 2.3978 | 70.9203 | 57%
[5 empty] | 57.01 | 57.01% | 2.3981 | 70.9332 | 57.01%
[5 empty] | 57.02 | 57.02% | 2.3984 | 70.9462 | 57.02%
[5 empty] | 57.03 | 57.03% | 2.3986 | 70.9592 | 57.03%
[5 empty] | 57.04 | 57.04% | 2.3989 | 70.9721 | 57.04%
[5 empty] | 57.05 | 57.05% | 2.3992 | 70.9851 | 57.05%
[5 empty] | 57.06 | 57.06% | 2.3994 | 70.9981 | 57.06%
[5 empty] | 57.07 | 57.07% | 2.3997 | 71.011 | 57.07%
[5 empty] | 57.08 | 57.08% | 2.4 | 71.024 | 57.08%
[5 empty] | 57.09 | 57.09% | 2.4002 | 71.037 | 57.09%
[5 empty] | 57.1 | 57.1% | 2.4005 | 71.05 | 57.1%
[5 empty] | 57.11 | 57.11% | 2.4008 | 71.063 | 57.11%
[5 empty] | 57.12 | 57.12% | 2.4011 | 71.076 | 57.12%
[5 empty] | 57.13 | 57.13% | 2.4013 | 71.089 | 57.13%
[5 empty] | 57.14 | 57.14% | 2.4016 | 71.102 | 57.14%
[5 empty] | 57.15 | 57.15% | 2.4019 | 71.1151 | 57.15%
[5 empty] | 57.16 | 57.16% | 2.4021 | 71.1281 | 57.16%
[5 empty] | 57.17 | 57.17% | 2.4024 | 71.1411 | 57.17%
[5 empty] | 57.18 | 57.18% | 2.4027 | 71.1542 | 57.18%
[5 empty] | 57.19 | 57.19% | 2.4029 | 71.1672 | 57.19%
[5 empty] | 57.2 | 57.2% | 2.4032 | 71.1803 | 57.2%
[5 empty] | 57.21 | 57.21% | 2.4035 | 71.1933 | 57.21%
[5 empty] | 57.22 | 57.22% | 2.4037 | 71.2064 | 57.22%
[5 empty] | 57.23 | 57.23% | 2.404 | 71.2194 | 57.23%
[5 empty] | 57.24 | 57.24% | 2.4043 | 71.2325 | 57.24%
[5 empty] | 57.25 | 57.25% | 2.4045 | 71.2456 | 57.25%
[5 empty] | 57.26 | 57.26% | 2.4048 | 71.2587 | 57.26%
[5 empty] | 57.27 | 57.27% | 2.4051 | 71.2718 | 57.27%
[5 empty] | 57.28 | 57.28% | 2.4053 | 71.2848 | 57.28%
[5 empty] | 57.29 | 57.29% | 2.4056 | 71.2979 | 57.29%
[5 empty] | 57.3 | 57.3% | 2.4059 | 71.311 | 57.3%
[5 empty] | 57.31 | 57.31% | 2.4062 | 71.3242 | 57.31%
[5 empty] | 57.32 | 57.32% | 2.4064 | 71.3373 | 57.32%
[5 empty] | 57.33 | 57.33% | 2.4067 | 71.3504 | 57.33%
[5 empty] | 57.34 | 57.34% | 2.407 | 71.3635 | 57.34%
[5 empty] | 57.35 | 57.35% | 2.4072 | 71.3766 | 57.35%
[5 empty] | 57.36 | 57.36% | 2.4075 | 71.3898 | 57.36%
[5 empty] | 57.37 | 57.37% | 2.4078 | 71.4029 | 57.37%
[5 empty] | 57.38 | 57.38% | 2.408 | 71.4161 | 57.38%
[5 empty] | 57.39 | 57.39% | 2.4083 | 71.4292 | 57.39%
[5 empty] | 57.4 | 57.4% | 2.4086 | 71.4424 | 57.4%
[5 empty] | 57.41 | 57.41% | 2.4089 | 71.4555 | 57.41%
[5 empty] | 57.42 | 57.42% | 2.4091 | 71.4687 | 57.42%
[5 empty] | 57.43 | 57.43% | 2.4094 | 71.4819 | 57.43%
[5 empty] | 57.44 | 57.44% | 2.4097 | 71.4951 | 57.44%
[5 empty] | 57.45 | 57.45% | 2.4099 | 71.5082 | 57.45%
[5 empty] | 57.46 | 57.46% | 2.4102 | 71.5214 | 57.46%
[5 empty] | 57.47 | 57.47% | 2.4105 | 71.5346 | 57.47%
[5 empty] | 57.48 | 57.48% | 2.4108 | 71.5478 | 57.48%
[5 empty] | 57.49 | 57.49% | 2.411 | 71.561 | 57.49%
[5 empty] | 57.5 | 57.5% | 2.4113 | 71.5742 | 57.5%
[5 empty] | 57.51 | 57.51% | 2.4116 | 71.5875 | 57.51%
[5 empty] | 57.52 | 57.52% | 2.4118 | 71.6007 | 57.52%
[5 empty] | 57.53 | 57.53% | 2.4121 | 71.6139 | 57.53%
[5 empty] | 57.54 | 57.54% | 2.4124 | 71.6271 | 57.54%
[5 empty] | 57.55 | 57.55% | 2.4127 | 71.6404 | 57.55%
[5 empty] | 57.56 | 57.56% | 2.4129 | 71.6536 | 57.56%
[5 empty] | 57.57 | 57.57% | 2.4132 | 71.6669 | 57.57%
[5 empty] | 57.58 | 57.58% | 2.4135 | 71.6801 | 57.58%
[5 empty] | 57.59 | 57.59% | 2.4137 | 71.6934 | 57.59%
[5 empty] | 57.6 | 57.6% | 2.414 | 71.7067 | 57.6%
[5 empty] | 57.61 | 57.61% | 2.4143 | 71.7199 | 57.61%
[5 empty] | 57.62 | 57.62% | 2.4146 | 71.7332 | 57.62%
[5 empty] | 57.63 | 57.63% | 2.4148 | 71.7465 | 57.63%
[5 empty] | 57.64 | 57.64% | 2.4151 | 71.7598 | 57.64%
[5 empty] | 57.65 | 57.65% | 2.4154 | 71.7731 | 57.65%
[5 empty] | 57.66 | 57.66% | 2.4157 | 71.7864 | 57.66%
[5 empty] | 57.67 | 57.67% | 2.4159 | 71.7997 | 57.67%
[5 empty] | 57.68 | 57.68% | 2.4162 | 71.813 | 57.68%
[5 empty] | 57.69 | 57.69% | 2.4165 | 71.8263 | 57.69%
[5 empty] | 57.7 | 57.7% | 2.4167 | 71.8396 | 57.7%
[5 empty] | 57.71 | 57.71% | 2.417 | 71.8529 | 57.71%
[5 empty] | 57.72 | 57.72% | 2.4173 | 71.8663 | 57.72%
[5 empty] | 57.73 | 57.73% | 2.4176 | 71.8796 | 57.73%
[5 empty] | 57.74 | 57.74% | 2.4178 | 71.893 | 57.74%
[5 empty] | 57.75 | 57.75% | 2.4181 | 71.9063 | 57.75%
[5 empty] | 57.76 | 57.76% | 2.4184 | 71.9197 | 57.76%
[5 empty] | 57.77 | 57.77% | 2.4187 | 71.933 | 57.77%
[5 empty] | 57.78 | 57.78% | 2.4189 | 71.9464 | 57.78%
[5 empty] | 57.79 | 57.79% | 2.4192 | 71.9598 | 57.79%
[5 empty] | 57.8 | 57.8% | 2.4195 | 71.9731 | 57.8%
[5 empty] | 57.81 | 57.81% | 2.4198 | 71.9865 | 57.81%
[5 empty] | 57.82 | 57.82% | 2.42 | 71.9999 | 57.82%
[5 empty] | 57.83 | 57.83% | 2.4203 | 72.0133 | 57.83%
[5 empty] | 57.84 | 57.84% | 2.4206 | 72.0267 | 57.84%
[5 empty] | 57.85 | 57.85% | 2.4209 | 72.0401 | 57.85%
[5 empty] | 57.86 | 57.86% | 2.4211 | 72.0535 | 57.86%
[5 empty] | 57.87 | 57.87% | 2.4214 | 72.0669 | 57.87%
[5 empty] | 57.88 | 57.88% | 2.4217 | 72.0804 | 57.88%
[5 empty] | 57.89 | 57.89% | 2.422 | 72.0938 | 57.89%
[5 empty] | 57.9 | 57.9% | 2.4222 | 72.1072 | 57.9%
[5 empty] | 57.91 | 57.91% | 2.4225 | 72.1207 | 57.91%
[5 empty] | 57.92 | 57.92% | 2.4228 | 72.1341 | 57.92%
[5 empty] | 57.93 | 57.93% | 2.4231 | 72.1475 | 57.93%
[5 empty] | 57.94 | 57.94% | 2.4234 | 72.161 | 57.94%
[5 empty] | 57.95 | 57.95% | 2.4236 | 72.1745 | 57.95%
[5 empty] | 57.96 | 57.96% | 2.4239 | 72.1879 | 57.96%
[5 empty] | 57.97 | 57.97% | 2.4242 | 72.2014 | 57.97%
[5 empty] | 57.98 | 57.98% | 2.4245 | 72.2149 | 57.98%
[5 empty] | 57.99 | 57.99% | 2.4247 | 72.2284 | 57.99%
[5 empty] | 58 | 58% | 2.425 | 72.2418 | 58%
[5 empty] | 58.01 | 58.01% | 2.4253 | 72.2553 | 58.01%
[5 empty] | 58.02 | 58.02% | 2.4256 | 72.2688 | 58.02%
[5 empty] | 58.03 | 58.03% | 2.4258 | 72.2823 | 58.03%
[5 empty] | 58.04 | 58.04% | 2.4261 | 72.2959 | 58.04%
[5 empty] | 58.05 | 58.05% | 2.4264 | 72.3094 | 58.05%
[5 empty] | 58.06 | 58.06% | 2.4267 | 72.3229 | 58.06%
[5 empty] | 58.07 | 58.07% | 2.427 | 72.3364 | 58.07%
[5 empty] | 58.08 | 58.08% | 2.4272 | 72.35 | 58.08%
[5 empty] | 58.09 | 58.09% | 2.4275 | 72.3635 | 58.09%
[5 empty] | 58.1 | 58.1% | 2.4278 | 72.377 | 58.1%
[5 empty] | 58.11 | 58.11% | 2.4281 | 72.3906 | 58.11%
[5 empty] | 58.12 | 58.12% | 2.4284 | 72.4042 | 58.12%
[5 empty] | 58.13 | 58.13% | 2.4286 | 72.4177 | 58.13%
[5 empty] | 58.14 | 58.14% | 2.4289 | 72.4313 | 58.14%
[5 empty] | 58.15 | 58.15% | 2.4292 | 72.4449 | 58.15%
[5 empty] | 58.16 | 58.16% | 2.4295 | 72.4584 | 58.16%
[5 empty] | 58.17 | 58.17% | 2.4297 | 72.472 | 58.17%
[5 empty] | 58.18 | 58.18% | 2.43 | 72.4856 | 58.18%
[5 empty] | 58.19 | 58.19% | 2.4303 | 72.4992 | 58.19%
[5 empty] | 58.2 | 58.2% | 2.4306 | 72.5128 | 58.2%
[5 empty] | 58.21 | 58.21% | 2.4309 | 72.5264 | 58.21%
[5 empty] | 58.22 | 58.22% | 2.4311 | 72.54 | 58.22%
[5 empty] | 58.23 | 58.23% | 2.4314 | 72.5536 | 58.23%
[5 empty] | 58.24 | 58.24% | 2.4317 | 72.5673 | 58.24%
[5 empty] | 58.25 | 58.25% | 2.432 | 72.5809 | 58.25%
[5 empty] | 58.26 | 58.26% | 2.4323 | 72.5945 | 58.26%
[5 empty] | 58.27 | 58.27% | 2.4325 | 72.6082 | 58.27%
[5 empty] | 58.28 | 58.28% | 2.4328 | 72.6218 | 58.28%
[5 empty] | 58.29 | 58.29% | 2.4331 | 72.6355 | 58.29%
[5 empty] | 58.3 | 58.3% | 2.4334 | 72.6491 | 58.3%
[5 empty] | 58.31 | 58.31% | 2.4337 | 72.6628 | 58.31%
[5 empty] | 58.32 | 58.32% | 2.434 | 72.6765 | 58.32%
[5 empty] | 58.33 | 58.33% | 2.4342 | 72.6901 | 58.33%
[5 empty] | 58.34 | 58.34% | 2.4345 | 72.7038 | 58.34%
[5 empty] | 58.35 | 58.35% | 2.4348 | 72.7175 | 58.35%
[5 empty] | 58.36 | 58.36% | 2.4351 | 72.7312 | 58.36%
[5 empty] | 58.37 | 58.37% | 2.4354 | 72.7449 | 58.37%
[5 empty] | 58.38 | 58.38% | 2.4356 | 72.7586 | 58.38%
[5 empty] | 58.39 | 58.39% | 2.4359 | 72.7723 | 58.39%
[5 empty] | 58.4 | 58.4% | 2.4362 | 72.786 | 58.4%
[5 empty] | 58.41 | 58.41% | 2.4365 | 72.7998 | 58.41%
[5 empty] | 58.42 | 58.42% | 2.4368 | 72.8135 | 58.42%
[5 empty] | 58.43 | 58.43% | 2.4371 | 72.8272 | 58.43%
[5 empty] | 58.44 | 58.44% | 2.4373 | 72.841 | 58.44%
[5 empty] | 58.45 | 58.45% | 2.4376 | 72.8547 | 58.45%
[5 empty] | 58.46 | 58.46% | 2.4379 | 72.8684 | 58.46%
[5 empty] | 58.47 | 58.47% | 2.4382 | 72.8822 | 58.47%
[5 empty] | 58.48 | 58.48% | 2.4385 | 72.896 | 58.48%
[5 empty] | 58.49 | 58.49% | 2.4388 | 72.9097 | 58.49%
[5 empty] | 58.5 | 58.5% | 2.439 | 72.9235 | 58.5%
[5 empty] | 58.51 | 58.51% | 2.4393 | 72.9373 | 58.51%
[5 empty] | 58.52 | 58.52% | 2.4396 | 72.9511 | 58.52%
[5 empty] | 58.53 | 58.53% | 2.4399 | 72.9649 | 58.53%
[5 empty] | 58.54 | 58.54% | 2.4402 | 72.9787 | 58.54%
[5 empty] | 58.55 | 58.55% | 2.4405 | 72.9925 | 58.55%
[5 empty] | 58.56 | 58.56% | 2.4407 | 73.0063 | 58.56%
[5 empty] | 58.57 | 58.57% | 2.441 | 73.0201 | 58.57%
[5 empty] | 58.58 | 58.58% | 2.4413 | 73.0339 | 58.58%
[5 empty] | 58.59 | 58.59% | 2.4416 | 73.0477 | 58.59%
[5 empty] | 58.6 | 58.6% | 2.4419 | 73.0616 | 58.6%
[5 empty] | 58.61 | 58.61% | 2.4422 | 73.0754 | 58.61%
[5 empty] | 58.62 | 58.62% | 2.4425 | 73.0892 | 58.62%
[5 empty] | 58.63 | 58.63% | 2.4427 | 73.1031 | 58.63%
[5 empty] | 58.64 | 58.64% | 2.443 | 73.1169 | 58.64%
[5 empty] | 58.65 | 58.65% | 2.4433 | 73.1308 | 58.65%
[5 empty] | 58.66 | 58.66% | 2.4436 | 73.1447 | 58.66%
[5 empty] | 58.67 | 58.67% | 2.4439 | 73.1585 | 58.67%
[5 empty] | 58.68 | 58.68% | 2.4442 | 73.1724 | 58.68%
[5 empty] | 58.69 | 58.69% | 2.4445 | 73.1863 | 58.69%
[5 empty] | 58.7 | 58.7% | 2.4447 | 73.2002 | 58.7%
[5 empty] | 58.71 | 58.71% | 2.445 | 73.2141 | 58.71%
[5 empty] | 58.72 | 58.72% | 2.4453 | 73.228 | 58.72%
[5 empty] | 58.73 | 58.73% | 2.4456 | 73.2419 | 58.73%
[5 empty] | 58.74 | 58.74% | 2.4459 | 73.2558 | 58.74%
[5 empty] | 58.75 | 58.75% | 2.4462 | 73.2697 | 58.75%
[5 empty] | 58.76 | 58.76% | 2.4465 | 73.2836 | 58.76%
[5 empty] | 58.77 | 58.77% | 2.4468 | 73.2976 | 58.77%
[5 empty] | 58.78 | 58.78% | 2.447 | 73.3115 | 58.78%
[5 empty] | 58.79 | 58.79% | 2.4473 | 73.3254 | 58.79%
[5 empty] | 58.8 | 58.8% | 2.4476 | 73.3394 | 58.8%
[5 empty] | 58.81 | 58.81% | 2.4479 | 73.3533 | 58.81%
[5 empty] | 58.82 | 58.82% | 2.4482 | 73.3673 | 58.82%
[5 empty] | 58.83 | 58.83% | 2.4485 | 73.3813 | 58.83%
[5 empty] | 58.84 | 58.84% | 2.4488 | 73.3952 | 58.84%
[5 empty] | 58.85 | 58.85% | 2.4491 | 73.4092 | 58.85%
[5 empty] | 58.86 | 58.86% | 2.4494 | 73.4232 | 58.86%
[5 empty] | 58.87 | 58.87% | 2.4496 | 73.4372 | 58.87%
[5 empty] | 58.88 | 58.88% | 2.4499 | 73.4512 | 58.88%
[5 empty] | 58.89 | 58.89% | 2.4502 | 73.4652 | 58.89%
[5 empty] | 58.9 | 58.9% | 2.4505 | 73.4792 | 58.9%
[5 empty] | 58.91 | 58.91% | 2.4508 | 73.4932 | 58.91%
[5 empty] | 58.92 | 58.92% | 2.4511 | 73.5072 | 58.92%
[5 empty] | 58.93 | 58.93% | 2.4514 | 73.5212 | 58.93%
[5 empty] | 58.94 | 58.94% | 2.4517 | 73.5353 | 58.94%
[5 empty] | 58.95 | 58.95% | 2.452 | 73.5493 | 58.95%
[5 empty] | 58.96 | 58.96% | 2.4523 | 73.5633 | 58.96%
[5 empty] | 58.97 | 58.97% | 2.4525 | 73.5774 | 58.97%
[5 empty] | 58.98 | 58.98% | 2.4528 | 73.5914 | 58.98%
[5 empty] | 58.99 | 58.99% | 2.4531 | 73.6055 | 58.99%
[5 empty] | 59 | 59% | 2.4534 | 73.6196 | 59%
[5 empty] | 59.01 | 59.01% | 2.4537 | 73.6336 | 59.01%
[5 empty] | 59.02 | 59.02% | 2.454 | 73.6477 | 59.02%
[5 empty] | 59.03 | 59.03% | 2.4543 | 73.6618 | 59.03%
[5 empty] | 59.04 | 59.04% | 2.4546 | 73.6759 | 59.04%
[5 empty] | 59.05 | 59.05% | 2.4549 | 73.69 | 59.05%
[5 empty] | 59.06 | 59.06% | 2.4552 | 73.7041 | 59.06%
[5 empty] | 59.07 | 59.07% | 2.4555 | 73.7182 | 59.07%
[5 empty] | 59.08 | 59.08% | 2.4558 | 73.7323 | 59.08%
[5 empty] | 59.09 | 59.09% | 2.456 | 73.7464 | 59.09%
[5 empty] | 59.1 | 59.1% | 2.4563 | 73.7605 | 59.1%
[5 empty] | 59.11 | 59.11% | 2.4566 | 73.7747 | 59.11%
[5 empty] | 59.12 | 59.12% | 2.4569 | 73.7888 | 59.12%
[5 empty] | 59.13 | 59.13% | 2.4572 | 73.803 | 59.13%
[5 empty] | 59.14 | 59.14% | 2.4575 | 73.8171 | 59.14%
[5 empty] | 59.15 | 59.15% | 2.4578 | 73.8313 | 59.15%
[5 empty] | 59.16 | 59.16% | 2.4581 | 73.8454 | 59.16%
[5 empty] | 59.17 | 59.17% | 2.4584 | 73.8596 | 59.17%
[5 empty] | 59.18 | 59.18% | 2.4587 | 73.8738 | 59.18%
[5 empty] | 59.19 | 59.19% | 2.459 | 73.8879 | 59.19%
[5 empty] | 59.2 | 59.2% | 2.4593 | 73.9021 | 59.2%
[5 empty] | 59.21 | 59.21% | 2.4596 | 73.9163 | 59.21%
[5 empty] | 59.22 | 59.22% | 2.4599 | 73.9305 | 59.22%
[5 empty] | 59.23 | 59.23% | 2.4602 | 73.9447 | 59.23%
[5 empty] | 59.24 | 59.24% | 2.4605 | 73.9589 | 59.24%
[5 empty] | 59.25 | 59.25% | 2.4607 | 73.9731 | 59.25%
[5 empty] | 59.26 | 59.26% | 2.461 | 73.9873 | 59.26%
[5 empty] | 59.27 | 59.27% | 2.4613 | 74.0016 | 59.27%
[5 empty] | 59.28 | 59.28% | 2.4616 | 74.0158 | 59.28%
[5 empty] | 59.29 | 59.29% | 2.4619 | 74.03 | 59.29%
[5 empty] | 59.3 | 59.3% | 2.4622 | 74.0443 | 59.3%
[5 empty] | 59.31 | 59.31% | 2.4625 | 74.0585 | 59.31%
[5 empty] | 59.32 | 59.32% | 2.4628 | 74.0728 | 59.32%
[5 empty] | 59.33 | 59.33% | 2.4631 | 74.087 | 59.33%
[5 empty] | 59.34 | 59.34% | 2.4634 | 74.1013 | 59.34%
[5 empty] | 59.35 | 59.35% | 2.4637 | 74.1156 | 59.35%
[5 empty] | 59.36 | 59.36% | 2.464 | 74.1299 | 59.36%
[5 empty] | 59.37 | 59.37% | 2.4643 | 74.1442 | 59.37%
[5 empty] | 59.38 | 59.38% | 2.4646 | 74.1584 | 59.38%
[5 empty] | 59.39 | 59.39% | 2.4649 | 74.1727 | 59.39%
[5 empty] | 59.4 | 59.4% | 2.4652 | 74.187 | 59.4%
[5 empty] | 59.41 | 59.41% | 2.4655 | 74.2014 | 59.41%
[5 empty] | 59.42 | 59.42% | 2.4658 | 74.2157 | 59.42%
[5 empty] | 59.43 | 59.43% | 2.4661 | 74.23 | 59.43%
[5 empty] | 59.44 | 59.44% | 2.4664 | 74.2443 | 59.44%
[5 empty] | 59.45 | 59.45% | 2.4667 | 74.2587 | 59.45%
[5 empty] | 59.46 | 59.46% | 2.467 | 74.273 | 59.46%
[5 empty] | 59.47 | 59.47% | 2.4673 | 74.2873 | 59.47%
[5 empty] | 59.48 | 59.48% | 2.4676 | 74.3017 | 59.48%
[5 empty] | 59.49 | 59.49% | 2.4679 | 74.3161 | 59.49%
[5 empty] | 59.5 | 59.5% | 2.4682 | 74.3304 | 59.5%
[5 empty] | 59.51 | 59.51% | 2.4685 | 74.3448 | 59.51%
[5 empty] | 59.52 | 59.52% | 2.4688 | 74.3592 | 59.52%
[5 empty] | 59.53 | 59.53% | 2.4691 | 74.3735 | 59.53%
[5 empty] | 59.54 | 59.54% | 2.4694 | 74.3879 | 59.54%
[5 empty] | 59.55 | 59.55% | 2.4697 | 74.4023 | 59.55%
[5 empty] | 59.56 | 59.56% | 2.47 | 74.4167 | 59.56%
[5 empty] | 59.57 | 59.57% | 2.4703 | 74.4311 | 59.57%
[5 empty] | 59.58 | 59.58% | 2.4706 | 74.4455 | 59.58%
[5 empty] | 59.59 | 59.59% | 2.4709 | 74.46 | 59.59%
[5 empty] | 59.6 | 59.6% | 2.4712 | 74.4744 | 59.6%
[5 empty] | 59.61 | 59.61% | 2.4715 | 74.4888 | 59.61%
[5 empty] | 59.62 | 59.62% | 2.4718 | 74.5033 | 59.62%
[5 empty] | 59.63 | 59.63% | 2.4721 | 74.5177 | 59.63%
[5 empty] | 59.64 | 59.64% | 2.4724 | 74.5322 | 59.64%
[5 empty] | 59.65 | 59.65% | 2.4727 | 74.5466 | 59.65%
[5 empty] | 59.66 | 59.66% | 2.473 | 74.5611 | 59.66%
[5 empty] | 59.67 | 59.67% | 2.4733 | 74.5755 | 59.67%
[5 empty] | 59.68 | 59.68% | 2.4736 | 74.59 | 59.68%
[5 empty] | 59.69 | 59.69% | 2.4739 | 74.6045 | 59.69%
[5 empty] | 59.7 | 59.7% | 2.4742 | 74.619 | 59.7%
[5 empty] | 59.71 | 59.71% | 2.4745 | 74.6335 | 59.71%
[5 empty] | 59.72 | 59.72% | 2.4748 | 74.648 | 59.72%
[5 empty] | 59.73 | 59.73% | 2.4751 | 74.6625 | 59.73%
[5 empty] | 59.74 | 59.74% | 2.4754 | 74.677 | 59.74%
[5 empty] | 59.75 | 59.75% | 2.4757 | 74.6915 | 59.75%
[5 empty] | 59.76 | 59.76% | 2.476 | 74.706 | 59.76%
[5 empty] | 59.77 | 59.77% | 2.4763 | 74.7205 | 59.77%
[5 empty] | 59.78 | 59.78% | 2.4766 | 74.7351 | 59.78%
[5 empty] | 59.79 | 59.79% | 2.4769 | 74.7496 | 59.79%
[5 empty] | 59.8 | 59.8% | 2.4772 | 74.7642 | 59.8%
[5 empty] | 59.81 | 59.81% | 2.4776 | 74.7787 | 59.81%
[5 empty] | 59.82 | 59.82% | 2.4779 | 74.7933 | 59.82%
[5 empty] | 59.83 | 59.83% | 2.4782 | 74.8078 | 59.83%
[5 empty] | 59.84 | 59.84% | 2.4785 | 74.8224 | 59.84%
[5 empty] | 59.85 | 59.85% | 2.4788 | 74.837 | 59.85%
[5 empty] | 59.86 | 59.86% | 2.4791 | 74.8516 | 59.86%
[5 empty] | 59.87 | 59.87% | 2.4794 | 74.8662 | 59.87%
[5 empty] | 59.88 | 59.88% | 2.4797 | 74.8808 | 59.88%
[5 empty] | 59.89 | 59.89% | 2.48 | 74.8954 | 59.89%
[5 empty] | 59.9 | 59.9% | 2.4803 | 74.91 | 59.9%
[5 empty] | 59.91 | 59.91% | 2.4806 | 74.9246 | 59.91%
[5 empty] | 59.92 | 59.92% | 2.4809 | 74.9392 | 59.92%
[5 empty] | 59.93 | 59.93% | 2.4812 | 74.9538 | 59.93%
[5 empty] | 59.94 | 59.94% | 2.4815 | 74.9685 | 59.94%
[5 empty] | 59.95 | 59.95% | 2.4818 | 74.9831 | 59.95%
[5 empty] | 59.96 | 59.96% | 2.4822 | 74.9978 | 59.96%
[5 empty] | 59.97 | 59.97% | 2.4825 | 75.0124 | 59.97%
[5 empty] | 59.98 | 59.98% | 2.4828 | 75.0271 | 59.98%
[5 empty] | 59.99 | 59.99% | 2.4831 | 75.0417 | 59.99%
[5 empty] | 60 | 60% | 2.4834 | 75.0564 | 60%
[5 empty] | 60.01 | 60.01% | 2.4837 | 75.0711 | 60.01%
[5 empty] | 60.02 | 60.02% | 2.484 | 75.0858 | 60.02%
[5 empty] | 60.03 | 60.03% | 2.4843 | 75.1005 | 60.03%
[5 empty] | 60.04 | 60.04% | 2.4846 | 75.1151 | 60.04%
[5 empty] | 60.05 | 60.05% | 2.4849 | 75.1298 | 60.05%
[5 empty] | 60.06 | 60.06% | 2.4852 | 75.1446 | 60.06%
[5 empty] | 60.07 | 60.07% | 2.4855 | 75.1593 | 60.07%
[5 empty] | 60.08 | 60.08% | 2.4859 | 75.174 | 60.08%
[5 empty] | 60.09 | 60.09% | 2.4862 | 75.1887 | 60.09%
[5 empty] | 60.1 | 60.1% | 2.4865 | 75.2034 | 60.1%
[5 empty] | 60.11 | 60.11% | 2.4868 | 75.2182 | 60.11%
[5 empty] | 60.12 | 60.12% | 2.4871 | 75.2329 | 60.12%
[5 empty] | 60.13 | 60.13% | 2.4874 | 75.2477 | 60.13%
[5 empty] | 60.14 | 60.14% | 2.4877 | 75.2624 | 60.14%
[5 empty] | 60.15 | 60.15% | 2.488 | 75.2772 | 60.15%
[5 empty] | 60.16 | 60.16% | 2.4883 | 75.292 | 60.16%
[5 empty] | 60.17 | 60.17% | 2.4887 | 75.3068 | 60.17%
[5 empty] | 60.18 | 60.18% | 2.489 | 75.3215 | 60.18%
[5 empty] | 60.19 | 60.19% | 2.4893 | 75.3363 | 60.19%
[5 empty] | 60.2 | 60.2% | 2.4896 | 75.3511 | 60.2%
[5 empty] | 60.21 | 60.21% | 2.4899 | 75.3659 | 60.21%
[5 empty] | 60.22 | 60.22% | 2.4902 | 75.3807 | 60.22%
[5 empty] | 60.23 | 60.23% | 2.4905 | 75.3955 | 60.23%
[5 empty] | 60.24 | 60.24% | 2.4908 | 75.4104 | 60.24%
[5 empty] | 60.25 | 60.25% | 2.4912 | 75.4252 | 60.25%
[5 empty] | 60.26 | 60.26% | 2.4915 | 75.44 | 60.26%
[5 empty] | 60.27 | 60.27% | 2.4918 | 75.4549 | 60.27%
[5 empty] | 60.28 | 60.28% | 2.4921 | 75.4697 | 60.28%
[5 empty] | 60.29 | 60.29% | 2.4924 | 75.4846 | 60.29%
[5 empty] | 60.3 | 60.3% | 2.4927 | 75.4994 | 60.3%
[5 empty] | 60.31 | 60.31% | 2.493 | 75.5143 | 60.31%
[5 empty] | 60.32 | 60.32% | 2.4934 | 75.5291 | 60.32%
[5 empty] | 60.33 | 60.33% | 2.4937 | 75.544 | 60.33%
[5 empty] | 60.34 | 60.34% | 2.494 | 75.5589 | 60.34%
[5 empty] | 60.35 | 60.35% | 2.4943 | 75.5738 | 60.35%
[5 empty] | 60.36 | 60.36% | 2.4946 | 75.5887 | 60.36%
[5 empty] | 60.37 | 60.37% | 2.4949 | 75.6036 | 60.37%
[5 empty] | 60.38 | 60.38% | 2.4953 | 75.6185 | 60.38%
[5 empty] | 60.39 | 60.39% | 2.4956 | 75.6334 | 60.39%
[5 empty] | 60.4 | 60.4% | 2.4959 | 75.6483 | 60.4%
[5 empty] | 60.41 | 60.41% | 2.4962 | 75.6633 | 60.41%
[5 empty] | 60.42 | 60.42% | 2.4965 | 75.6782 | 60.42%
[5 empty] | 60.43 | 60.43% | 2.4968 | 75.6931 | 60.43%
[5 empty] | 60.44 | 60.44% | 2.4972 | 75.7081 | 60.44%
[5 empty] | 60.45 | 60.45% | 2.4975 | 75.723 | 60.45%
[5 empty] | 60.46 | 60.46% | 2.4978 | 75.738 | 60.46%
[5 empty] | 60.47 | 60.47% | 2.4981 | 75.753 | 60.47%
[5 empty] | 60.48 | 60.48% | 2.4984 | 75.7679 | 60.48%
[5 empty] | 60.49 | 60.49% | 2.4987 | 75.7829 | 60.49%
[5 empty] | 60.5 | 60.5% | 2.4991 | 75.7979 | 60.5%
[5 empty] | 60.51 | 60.51% | 2.4994 | 75.8129 | 60.51%
[5 empty] | 60.52 | 60.52% | 2.4997 | 75.8279 | 60.52%
[5 empty] | 60.53 | 60.53% | 2.5 | 75.8429 | 60.53%
[5 empty] | 60.54 | 60.54% | 2.5003 | 75.8579 | 60.54%
[5 empty] | 60.55 | 60.55% | 2.5007 | 75.8729 | 60.55%
[5 empty] | 60.56 | 60.56% | 2.501 | 75.8879 | 60.56%
[5 empty] | 60.57 | 60.57% | 2.5013 | 75.903 | 60.57%
[5 empty] | 60.58 | 60.58% | 2.5016 | 75.918 | 60.58%
[5 empty] | 60.59 | 60.59% | 2.5019 | 75.933 | 60.59%
[5 empty] | 60.6 | 60.6% | 2.5023 | 75.9481 | 60.6%
[5 empty] | 60.61 | 60.61% | 2.5026 | 75.9631 | 60.61%
[5 empty] | 60.62 | 60.62% | 2.5029 | 75.9782 | 60.62%
[5 empty] | 60.63 | 60.63% | 2.5032 | 75.9933 | 60.63%
[5 empty] | 60.64 | 60.64% | 2.5036 | 76.0083 | 60.64%
[5 empty] | 60.65 | 60.65% | 2.5039 | 76.0234 | 60.65%
[5 empty] | 60.66 | 60.66% | 2.5042 | 76.0385 | 60.66%
[5 empty] | 60.67 | 60.67% | 2.5045 | 76.0536 | 60.67%
[5 empty] | 60.68 | 60.68% | 2.5048 | 76.0687 | 60.68%
[5 empty] | 60.69 | 60.69% | 2.5052 | 76.0838 | 60.69%
[5 empty] | 60.7 | 60.7% | 2.5055 | 76.0989 | 60.7%
[5 empty] | 60.71 | 60.71% | 2.5058 | 76.114 | 60.71%
[5 empty] | 60.72 | 60.72% | 2.5061 | 76.1291 | 60.72%
[5 empty] | 60.73 | 60.73% | 2.5065 | 76.1443 | 60.73%
[5 empty] | 60.74 | 60.74% | 2.5068 | 76.1594 | 60.74%
[5 empty] | 60.75 | 60.75% | 2.5071 | 76.1746 | 60.75%
[5 empty] | 60.76 | 60.76% | 2.5074 | 76.1897 | 60.76%
[5 empty] | 60.77 | 60.77% | 2.5078 | 76.2049 | 60.77%
[5 empty] | 60.78 | 60.78% | 2.5081 | 76.22 | 60.78%
[5 empty] | 60.79 | 60.79% | 2.5084 | 76.2352 | 60.79%
[5 empty] | 60.8 | 60.8% | 2.5087 | 76.2504 | 60.8%
[5 empty] | 60.81 | 60.81% | 2.5091 | 76.2656 | 60.81%
[5 empty] | 60.82 | 60.82% | 2.5094 | 76.2807 | 60.82%
[5 empty] | 60.83 | 60.83% | 2.5097 | 76.2959 | 60.83%
[5 empty] | 60.84 | 60.84% | 2.51 | 76.3111 | 60.84%
[5 empty] | 60.85 | 60.85% | 2.5104 | 76.3263 | 60.85%
[5 empty] | 60.86 | 60.86% | 2.5107 | 76.3416 | 60.86%
[5 empty] | 60.87 | 60.87% | 2.511 | 76.3568 | 60.87%
[5 empty] | 60.88 | 60.88% | 2.5113 | 76.372 | 60.88%
[5 empty] | 60.89 | 60.89% | 2.5117 | 76.3872 | 60.89%
[5 empty] | 60.9 | 60.9% | 2.512 | 76.4025 | 60.9%
[5 empty] | 60.91 | 60.91% | 2.5123 | 76.4177 | 60.91%
[5 empty] | 60.92 | 60.92% | 2.5126 | 76.433 | 60.92%
[5 empty] | 60.93 | 60.93% | 2.513 | 76.4482 | 60.93%
[5 empty] | 60.94 | 60.94% | 2.5133 | 76.4635 | 60.94%
[5 empty] | 60.95 | 60.95% | 2.5136 | 76.4788 | 60.95%
[5 empty] | 60.96 | 60.96% | 2.514 | 76.4941 | 60.96%
[5 empty] | 60.97 | 60.97% | 2.5143 | 76.5093 | 60.97%
[5 empty] | 60.98 | 60.98% | 2.5146 | 76.5246 | 60.98%
[5 empty] | 60.99 | 60.99% | 2.5149 | 76.5399 | 60.99%
[5 empty] | 61 | 61% | 2.5153 | 76.5552 | 61%
[5 empty] | 61.01 | 61.01% | 2.5156 | 76.5705 | 61.01%
[5 empty] | 61.02 | 61.02% | 2.5159 | 76.5859 | 61.02%
[5 empty] | 61.03 | 61.03% | 2.5163 | 76.6012 | 61.03%
[5 empty] | 61.04 | 61.04% | 2.5166 | 76.6165 | 61.04%
[5 empty] | 61.05 | 61.05% | 2.5169 | 76.6319 | 61.05%
[5 empty] | 61.06 | 61.06% | 2.5173 | 76.6472 | 61.06%
[5 empty] | 61.07 | 61.07% | 2.5176 | 76.6625 | 61.07%
[5 empty] | 61.08 | 61.08% | 2.5179 | 76.6779 | 61.08%
[5 empty] | 61.09 | 61.09% | 2.5183 | 76.6933 | 61.09%
[5 empty] | 61.1 | 61.1% | 2.5186 | 76.7086 | 61.1%
[5 empty] | 61.11 | 61.11% | 2.5189 | 76.724 | 61.11%
[5 empty] | 61.12 | 61.12% | 2.5193 | 76.7394 | 61.12%
[5 empty] | 61.13 | 61.13% | 2.5196 | 76.7548 | 61.13%
[5 empty] | 61.14 | 61.14% | 2.5199 | 76.7702 | 61.14%
[5 empty] | 61.15 | 61.15% | 2.5203 | 76.7856 | 61.15%
[5 empty] | 61.16 | 61.16% | 2.5206 | 76.801 | 61.16%
[5 empty] | 61.17 | 61.17% | 2.5209 | 76.8164 | 61.17%
[5 empty] | 61.18 | 61.18% | 2.5213 | 76.8318 | 61.18%
[5 empty] | 61.19 | 61.19% | 2.5216 | 76.8473 | 61.19%
[5 empty] | 61.2 | 61.2% | 2.5219 | 76.8627 | 61.2%
[5 empty] | 61.21 | 61.21% | 2.5223 | 76.8781 | 61.21%
[5 empty] | 61.22 | 61.22% | 2.5226 | 76.8936 | 61.22%
[5 empty] | 61.23 | 61.23% | 2.5229 | 76.909 | 61.23%
[5 empty] | 61.24 | 61.24% | 2.5233 | 76.9245 | 61.24%
[5 empty] | 61.25 | 61.25% | 2.5236 | 76.94 | 61.25%
[5 empty] | 61.26 | 61.26% | 2.5239 | 76.9554 | 61.26%
[5 empty] | 61.27 | 61.27% | 2.5243 | 76.9709 | 61.27%
[5 empty] | 61.28 | 61.28% | 2.5246 | 76.9864 | 61.28%
[5 empty] | 61.29 | 61.29% | 2.5249 | 77.0019 | 61.29%
[5 empty] | 61.3 | 61.3% | 2.5253 | 77.0174 | 61.3%
[5 empty] | 61.31 | 61.31% | 2.5256 | 77.0329 | 61.31%
[5 empty] | 61.32 | 61.32% | 2.526 | 77.0484 | 61.32%
[5 empty] | 61.33 | 61.33% | 2.5263 | 77.0639 | 61.33%
[5 empty] | 61.34 | 61.34% | 2.5266 | 77.0795 | 61.34%
[5 empty] | 61.35 | 61.35% | 2.527 | 77.095 | 61.35%
[5 empty] | 61.36 | 61.36% | 2.5273 | 77.1105 | 61.36%
[5 empty] | 61.37 | 61.37% | 2.5276 | 77.1261 | 61.37%
[5 empty] | 61.38 | 61.38% | 2.528 | 77.1416 | 61.38%
[5 empty] | 61.39 | 61.39% | 2.5283 | 77.1572 | 61.39%
[5 empty] | 61.4 | 61.4% | 2.5287 | 77.1728 | 61.4%
[5 empty] | 61.41 | 61.41% | 2.529 | 77.1883 | 61.41%
[5 empty] | 61.42 | 61.42% | 2.5293 | 77.2039 | 61.42%
[5 empty] | 61.43 | 61.43% | 2.5297 | 77.2195 | 61.43%
[5 empty] | 61.44 | 61.44% | 2.53 | 77.2351 | 61.44%
[5 empty] | 61.45 | 61.45% | 2.5304 | 77.2507 | 61.45%
[5 empty] | 61.46 | 61.46% | 2.5307 | 77.2663 | 61.46%
[5 empty] | 61.47 | 61.47% | 2.531 | 77.2819 | 61.47%
[5 empty] | 61.48 | 61.48% | 2.5314 | 77.2975 | 61.48%
[5 empty] | 61.49 | 61.49% | 2.5317 | 77.3132 | 61.49%
[5 empty] | 61.5 | 61.5% | 2.5321 | 77.3288 | 61.5%
[5 empty] | 61.51 | 61.51% | 2.5324 | 77.3444 | 61.51%
[5 empty] | 61.52 | 61.52% | 2.5328 | 77.3601 | 61.52%
[5 empty] | 61.53 | 61.53% | 2.5331 | 77.3757 | 61.53%
[5 empty] | 61.54 | 61.54% | 2.5334 | 77.3914 | 61.54%
[5 empty] | 61.55 | 61.55% | 2.5338 | 77.4071 | 61.55%
[5 empty] | 61.56 | 61.56% | 2.5341 | 77.4227 | 61.56%
[5 empty] | 61.57 | 61.57% | 2.5345 | 77.4384 | 61.57%
[5 empty] | 61.58 | 61.58% | 2.5348 | 77.4541 | 61.58%
[5 empty] | 61.59 | 61.59% | 2.5352 | 77.4698 | 61.59%
[5 empty] | 61.6 | 61.6% | 2.5355 | 77.4855 | 61.6%
[5 empty] | 61.61 | 61.61% | 2.5358 | 77.5012 | 61.61%
[5 empty] | 61.62 | 61.62% | 2.5362 | 77.5169 | 61.62%
[5 empty] | 61.63 | 61.63% | 2.5365 | 77.5326 | 61.63%
[5 empty] | 61.64 | 61.64% | 2.5369 | 77.5483 | 61.64%
[5 empty] | 61.65 | 61.65% | 2.5372 | 77.5641 | 61.65%
[5 empty] | 61.66 | 61.66% | 2.5376 | 77.5798 | 61.66%
[5 empty] | 61.67 | 61.67% | 2.5379 | 77.5956 | 61.67%
[5 empty] | 61.68 | 61.68% | 2.5383 | 77.6113 | 61.68%
[5 empty] | 61.69 | 61.69% | 2.5386 | 77.6271 | 61.69%
[5 empty] | 61.7 | 61.7% | 2.539 | 77.6428 | 61.7%
[5 empty] | 61.71 | 61.71% | 2.5393 | 77.6586 | 61.71%
[5 empty] | 61.72 | 61.72% | 2.5397 | 77.6744 | 61.72%
[5 empty] | 61.73 | 61.73% | 2.54 | 77.6902 | 61.73%
[5 empty] | 61.74 | 61.74% | 2.5404 | 77.706 | 61.74%
[5 empty] | 61.75 | 61.75% | 2.5407 | 77.7218 | 61.75%
[5 empty] | 61.76 | 61.76% | 2.541 | 77.7376 | 61.76%
[5 empty] | 61.77 | 61.77% | 2.5414 | 77.7534 | 61.77%
[5 empty] | 61.78 | 61.78% | 2.5417 | 77.7692 | 61.78%
[5 empty] | 61.79 | 61.79% | 2.5421 | 77.785 | 61.79%
[5 empty] | 61.8 | 61.8% | 2.5424 | 77.8009 | 61.8%
[5 empty] | 61.81 | 61.81% | 2.5428 | 77.8167 | 61.81%
[5 empty] | 61.82 | 61.82% | 2.5431 | 77.8325 | 61.82%
[5 empty] | 61.83 | 61.83% | 2.5435 | 77.8484 | 61.83%
[5 empty] | 61.84 | 61.84% | 2.5438 | 77.8642 | 61.84%
[5 empty] | 61.85 | 61.85% | 2.5442 | 77.8801 | 61.85%
[5 empty] | 61.86 | 61.86% | 2.5445 | 77.896 | 61.86%
[5 empty] | 61.87 | 61.87% | 2.5449 | 77.9119 | 61.87%
[5 empty] | 61.88 | 61.88% | 2.5453 | 77.9278 | 61.88%
[5 empty] | 61.89 | 61.89% | 2.5456 | 77.9436 | 61.89%
[5 empty] | 61.9 | 61.9% | 2.546 | 77.9595 | 61.9%
[5 empty] | 61.91 | 61.91% | 2.5463 | 77.9755 | 61.91%
[5 empty] | 61.92 | 61.92% | 2.5467 | 77.9914 | 61.92%
[5 empty] | 61.93 | 61.93% | 2.547 | 78.0073 | 61.93%
[5 empty] | 61.94 | 61.94% | 2.5474 | 78.0232 | 61.94%
[5 empty] | 61.95 | 61.95% | 2.5477 | 78.0391 | 61.95%
[5 empty] | 61.96 | 61.96% | 2.5481 | 78.0551 | 61.96%
[5 empty] | 61.97 | 61.97% | 2.5484 | 78.071 | 61.97%
[5 empty] | 61.98 | 61.98% | 2.5488 | 78.087 | 61.98%
[5 empty] | 61.99 | 61.99% | 2.5491 | 78.1029 | 61.99%
[5 empty] | 62 | 62% | 2.5495 | 78.1189 | 62%
[5 empty] | 62.01 | 62.01% | 2.5498 | 78.1349 | 62.01%
[5 empty] | 62.02 | 62.02% | 2.5502 | 78.1509 | 62.02%
[5 empty] | 62.03 | 62.03% | 2.5506 | 78.1669 | 62.03%
[5 empty] | 62.04 | 62.04% | 2.5509 | 78.1828 | 62.04%
[5 empty] | 62.05 | 62.05% | 2.5513 | 78.1988 | 62.05%
[5 empty] | 62.06 | 62.06% | 2.5516 | 78.2149 | 62.06%
[5 empty] | 62.07 | 62.07% | 2.552 | 78.2309 | 62.07%
[5 empty] | 62.08 | 62.08% | 2.5523 | 78.2469 | 62.08%
[5 empty] | 62.09 | 62.09% | 2.5527 | 78.2629 | 62.09%
[5 empty] | 62.1 | 62.1% | 2.5531 | 78.279 | 62.1%
[5 empty] | 62.11 | 62.11% | 2.5534 | 78.295 | 62.11%
[5 empty] | 62.12 | 62.12% | 2.5538 | 78.311 | 62.12%
[5 empty] | 62.13 | 62.13% | 2.5541 | 78.3271 | 62.13%
[5 empty] | 62.14 | 62.14% | 2.5545 | 78.3432 | 62.14%
[5 empty] | 62.15 | 62.15% | 2.5548 | 78.3592 | 62.15%
[5 empty] | 62.16 | 62.16% | 2.5552 | 78.3753 | 62.16%
[5 empty] | 62.17 | 62.17% | 2.5556 | 78.3914 | 62.17%
[5 empty] | 62.18 | 62.18% | 2.5559 | 78.4075 | 62.18%
[5 empty] | 62.19 | 62.19% | 2.5563 | 78.4236 | 62.19%
[5 empty] | 62.2 | 62.2% | 2.5566 | 78.4397 | 62.2%
[5 empty] | 62.21 | 62.21% | 2.557 | 78.4558 | 62.21%
[5 empty] | 62.22 | 62.22% | 2.5574 | 78.4719 | 62.22%
[5 empty] | 62.23 | 62.23% | 2.5577 | 78.488 | 62.23%
[5 empty] | 62.24 | 62.24% | 2.5581 | 78.5042 | 62.24%
[5 empty] | 62.25 | 62.25% | 2.5585 | 78.5203 | 62.25%
[5 empty] | 62.26 | 62.26% | 2.5588 | 78.5364 | 62.26%
[5 empty] | 62.27 | 62.27% | 2.5592 | 78.5526 | 62.27%
[5 empty] | 62.28 | 62.28% | 2.5595 | 78.5687 | 62.28%
[5 empty] | 62.29 | 62.29% | 2.5599 | 78.5849 | 62.29%
[5 empty] | 62.3 | 62.3% | 2.5603 | 78.6011 | 62.3%
[5 empty] | 62.31 | 62.31% | 2.5606 | 78.6173 | 62.31%
[5 empty] | 62.32 | 62.32% | 2.561 | 78.6334 | 62.32%
[5 empty] | 62.33 | 62.33% | 2.5614 | 78.6496 | 62.33%
[5 empty] | 62.34 | 62.34% | 2.5617 | 78.6658 | 62.34%
[5 empty] | 62.35 | 62.35% | 2.5621 | 78.682 | 62.35%
[5 empty] | 62.36 | 62.36% | 2.5625 | 78.6982 | 62.36%
[5 empty] | 62.37 | 62.37% | 2.5628 | 78.7145 | 62.37%
[5 empty] | 62.38 | 62.38% | 2.5632 | 78.7307 | 62.38%
[5 empty] | 62.39 | 62.39% | 2.5636 | 78.7469 | 62.39%
[5 empty] | 62.4 | 62.4% | 2.5639 | 78.7632 | 62.4%
[5 empty] | 62.41 | 62.41% | 2.5643 | 78.7794 | 62.41%
[5 empty] | 62.42 | 62.42% | 2.5647 | 78.7957 | 62.42%
[5 empty] | 62.43 | 62.43% | 2.565 | 78.8119 | 62.43%
[5 empty] | 62.44 | 62.44% | 2.5654 | 78.8282 | 62.44%
[5 empty] | 62.45 | 62.45% | 2.5658 | 78.8445 | 62.45%
[5 empty] | 62.46 | 62.46% | 2.5661 | 78.8607 | 62.46%
[5 empty] | 62.47 | 62.47% | 2.5665 | 78.877 | 62.47%
[5 empty] | 62.48 | 62.48% | 2.5669 | 78.8933 | 62.48%
[5 empty] | 62.49 | 62.49% | 2.5672 | 78.9096 | 62.49%
[5 empty] | 62.5 | 62.5% | 2.5676 | 78.9259 | 62.5%
[5 empty] | 62.51 | 62.51% | 2.568 | 78.9422 | 62.51%
[5 empty] | 62.52 | 62.52% | 2.5683 | 78.9586 | 62.52%
[5 empty] | 62.53 | 62.53% | 2.5687 | 78.9749 | 62.53%
[5 empty] | 62.54 | 62.54% | 2.5691 | 78.9912 | 62.54%
[5 empty] | 62.55 | 62.55% | 2.5694 | 79.0076 | 62.55%
[5 empty] | 62.56 | 62.56% | 2.5698 | 79.0239 | 62.56%
[5 empty] | 62.57 | 62.57% | 2.5702 | 79.0403 | 62.57%
[5 empty] | 62.58 | 62.58% | 2.5706 | 79.0566 | 62.58%
[5 empty] | 62.59 | 62.59% | 2.5709 | 79.073 | 62.59%
[5 empty] | 62.6 | 62.6% | 2.5713 | 79.0894 | 62.6%
[5 empty] | 62.61 | 62.61% | 2.5717 | 79.1058 | 62.61%
[5 empty] | 62.62 | 62.62% | 2.572 | 79.1222 | 62.62%
[5 empty] | 62.63 | 62.63% | 2.5724 | 79.1386 | 62.63%
[5 empty] | 62.64 | 62.64% | 2.5728 | 79.155 | 62.64%
[5 empty] | 62.65 | 62.65% | 2.5732 | 79.1714 | 62.65%
[5 empty] | 62.66 | 62.66% | 2.5735 | 79.1878 | 62.66%
[5 empty] | 62.67 | 62.67% | 2.5739 | 79.2042 | 62.67%
[5 empty] | 62.68 | 62.68% | 2.5743 | 79.2207 | 62.68%
[5 empty] | 62.69 | 62.69% | 2.5747 | 79.2371 | 62.69%
[5 empty] | 62.7 | 62.7% | 2.575 | 79.2536 | 62.7%
[5 empty] | 62.71 | 62.71% | 2.5754 | 79.27 | 62.71%
[5 empty] | 62.72 | 62.72% | 2.5758 | 79.2865 | 62.72%
[5 empty] | 62.73 | 62.73% | 2.5762 | 79.3029 | 62.73%
[5 empty] | 62.74 | 62.74% | 2.5765 | 79.3194 | 62.74%
[5 empty] | 62.75 | 62.75% | 2.5769 | 79.3359 | 62.75%
[5 empty] | 62.76 | 62.76% | 2.5773 | 79.3524 | 62.76%
[5 empty] | 62.77 | 62.77% | 2.5777 | 79.3689 | 62.77%
[5 empty] | 62.78 | 62.78% | 2.5781 | 79.3854 | 62.78%
[5 empty] | 62.79 | 62.79% | 2.5784 | 79.4019 | 62.79%
[5 empty] | 62.8 | 62.8% | 2.5788 | 79.4184 | 62.8%
[5 empty] | 62.81 | 62.81% | 2.5792 | 79.4349 | 62.81%
[5 empty] | 62.82 | 62.82% | 2.5796 | 79.4515 | 62.82%
[5 empty] | 62.83 | 62.83% | 2.5799 | 79.468 | 62.83%
[5 empty] | 62.84 | 62.84% | 2.5803 | 79.4845 | 62.84%
[5 empty] | 62.85 | 62.85% | 2.5807 | 79.5011 | 62.85%
[5 empty] | 62.86 | 62.86% | 2.5811 | 79.5176 | 62.86%
[5 empty] | 62.87 | 62.87% | 2.5815 | 79.5342 | 62.87%
[5 empty] | 62.88 | 62.88% | 2.5818 | 79.5508 | 62.88%
[5 empty] | 62.89 | 62.89% | 2.5822 | 79.5674 | 62.89%
[5 empty] | 62.9 | 62.9% | 2.5826 | 79.5839 | 62.9%
[5 empty] | 62.91 | 62.91% | 2.583 | 79.6005 | 62.91%
[5 empty] | 62.92 | 62.92% | 2.5834 | 79.6171 | 62.92%
[5 empty] | 62.93 | 62.93% | 2.5838 | 79.6338 | 62.93%
[5 empty] | 62.94 | 62.94% | 2.5841 | 79.6504 | 62.94%
[5 empty] | 62.95 | 62.95% | 2.5845 | 79.667 | 62.95%
[5 empty] | 62.96 | 62.96% | 2.5849 | 79.6836 | 62.96%
[5 empty] | 62.97 | 62.97% | 2.5853 | 79.7002 | 62.97%
[5 empty] | 62.98 | 62.98% | 2.5857 | 79.7169 | 62.98%
[5 empty] | 62.99 | 62.99% | 2.5861 | 79.7335 | 62.99%
[5 empty] | 63 | 63% | 2.5864 | 79.7502 | 63%
[5 empty] | 63.01 | 63.01% | 2.5868 | 79.7669 | 63.01%
[5 empty] | 63.02 | 63.02% | 2.5872 | 79.7835 | 63.02%
[5 empty] | 63.03 | 63.03% | 2.5876 | 79.8002 | 63.03%
[5 empty] | 63.04 | 63.04% | 2.588 | 79.8169 | 63.04%
[5 empty] | 63.05 | 63.05% | 2.5884 | 79.8336 | 63.05%
[5 empty] | 63.06 | 63.06% | 2.5888 | 79.8503 | 63.06%
[5 empty] | 63.07 | 63.07% | 2.5891 | 79.867 | 63.07%
[5 empty] | 63.08 | 63.08% | 2.5895 | 79.8837 | 63.08%
[5 empty] | 63.09 | 63.09% | 2.5899 | 79.9004 | 63.09%
[5 empty] | 63.1 | 63.1% | 2.5903 | 79.9171 | 63.1%
[5 empty] | 63.11 | 63.11% | 2.5907 | 79.9339 | 63.11%
[5 empty] | 63.12 | 63.12% | 2.5911 | 79.9506 | 63.12%
[5 empty] | 63.13 | 63.13% | 2.5915 | 79.9674 | 63.13%
[5 empty] | 63.14 | 63.14% | 2.5919 | 79.9841 | 63.14%
[5 empty] | 63.15 | 63.15% | 2.5922 | 80.0009 | 63.15%
[5 empty] | 63.16 | 63.16% | 2.5926 | 80.0177 | 63.16%
[5 empty] | 63.17 | 63.17% | 2.593 | 80.0344 | 63.17%
[5 empty] | 63.18 | 63.18% | 2.5934 | 80.0512 | 63.18%
[5 empty] | 63.19 | 63.19% | 2.5938 | 80.068 | 63.19%
[5 empty] | 63.2 | 63.2% | 2.5942 | 80.0848 | 63.2%
[5 empty] | 63.21 | 63.21% | 2.5946 | 80.1016 | 63.21%
[5 empty] | 63.22 | 63.22% | 2.595 | 80.1184 | 63.22%
[5 empty] | 63.23 | 63.23% | 2.5954 | 80.1352 | 63.23%
[5 empty] | 63.24 | 63.24% | 2.5958 | 80.1521 | 63.24%
[5 empty] | 63.25 | 63.25% | 2.5962 | 80.1689 | 63.25%
[5 empty] | 63.26 | 63.26% | 2.5965 | 80.1857 | 63.26%
[5 empty] | 63.27 | 63.27% | 2.5969 | 80.2026 | 63.27%
[5 empty] | 63.28 | 63.28% | 2.5973 | 80.2194 | 63.28%
[5 empty] | 63.29 | 63.29% | 2.5977 | 80.2363 | 63.29%
[5 empty] | 63.3 | 63.3% | 2.5981 | 80.2532 | 63.3%
[5 empty] | 63.31 | 63.31% | 2.5985 | 80.27 | 63.31%
[5 empty] | 63.32 | 63.32% | 2.5989 | 80.2869 | 63.32%
[5 empty] | 63.33 | 63.33% | 2.5993 | 80.3038 | 63.33%
[5 empty] | 63.34 | 63.34% | 2.5997 | 80.3207 | 63.34%
[5 empty] | 63.35 | 63.35% | 2.6001 | 80.3376 | 63.35%
[5 empty] | 63.36 | 63.36% | 2.6005 | 80.3545 | 63.36%
[5 empty] | 63.37 | 63.37% | 2.6009 | 80.3715 | 63.37%
[5 empty] | 63.38 | 63.38% | 2.6013 | 80.3884 | 63.38%
[5 empty] | 63.39 | 63.39% | 2.6017 | 80.4053 | 63.39%
[5 empty] | 63.4 | 63.4% | 2.6021 | 80.4223 | 63.4%
[5 empty] | 63.41 | 63.41% | 2.6025 | 80.4392 | 63.41%
[5 empty] | 63.42 | 63.42% | 2.6029 | 80.4562 | 63.42%
[5 empty] | 63.43 | 63.43% | 2.6033 | 80.4731 | 63.43%
[5 empty] | 63.44 | 63.44% | 2.6037 | 80.4901 | 63.44%
[5 empty] | 63.45 | 63.45% | 2.6041 | 80.5071 | 63.45%
[5 empty] | 63.46 | 63.46% | 2.6045 | 80.524 | 63.46%
[5 empty] | 63.47 | 63.47% | 2.6049 | 80.541 | 63.47%
[5 empty] | 63.48 | 63.48% | 2.6053 | 80.558 | 63.48%
[5 empty] | 63.49 | 63.49% | 2.6057 | 80.575 | 63.49%
[5 empty] | 63.5 | 63.5% | 2.6061 | 80.592 | 63.5%
[5 empty] | 63.51 | 63.51% | 2.6065 | 80.6091 | 63.51%
[5 empty] | 63.52 | 63.52% | 2.6069 | 80.6261 | 63.52%
[5 empty] | 63.53 | 63.53% | 2.6073 | 80.6431 | 63.53%
[5 empty] | 63.54 | 63.54% | 2.6077 | 80.6602 | 63.54%
[5 empty] | 63.55 | 63.55% | 2.6081 | 80.6772 | 63.55%
[5 empty] | 63.56 | 63.56% | 2.6085 | 80.6943 | 63.56%
[5 empty] | 63.57 | 63.57% | 2.6089 | 80.7113 | 63.57%
[5 empty] | 63.58 | 63.58% | 2.6093 | 80.7284 | 63.58%
[5 empty] | 63.59 | 63.59% | 2.6097 | 80.7455 | 63.59%
[5 empty] | 63.6 | 63.6% | 2.6101 | 80.7625 | 63.6%
[5 empty] | 63.61 | 63.61% | 2.6105 | 80.7796 | 63.61%
[5 empty] | 63.62 | 63.62% | 2.6109 | 80.7967 | 63.62%
[5 empty] | 63.63 | 63.63% | 2.6113 | 80.8138 | 63.63%
[5 empty] | 63.64 | 63.64% | 2.6117 | 80.831 | 63.64%
[5 empty] | 63.65 | 63.65% | 2.6121 | 80.8481 | 63.65%
[5 empty] | 63.66 | 63.66% | 2.6125 | 80.8652 | 63.66%
[5 empty] | 63.67 | 63.67% | 2.6129 | 80.8823 | 63.67%
[5 empty] | 63.68 | 63.68% | 2.6134 | 80.8995 | 63.68%
[5 empty] | 63.69 | 63.69% | 2.6138 | 80.9166 | 63.69%
[5 empty] | 63.7 | 63.7% | 2.6142 | 80.9338 | 63.7%
[5 empty] | 63.71 | 63.71% | 2.6146 | 80.9509 | 63.71%
[5 empty] | 63.72 | 63.72% | 2.615 | 80.9681 | 63.72%
[5 empty] | 63.73 | 63.73% | 2.6154 | 80.9853 | 63.73%
[5 empty] | 63.74 | 63.74% | 2.6158 | 81.0025 | 63.74%
[5 empty] | 63.75 | 63.75% | 2.6162 | 81.0197 | 63.75%
[5 empty] | 63.76 | 63.76% | 2.6166 | 81.0369 | 63.76%
[5 empty] | 63.77 | 63.77% | 2.617 | 81.0541 | 63.77%
[5 empty] | 63.78 | 63.78% | 2.6174 | 81.0713 | 63.78%
[5 empty] | 63.79 | 63.79% | 2.6179 | 81.0885 | 63.79%
[5 empty] | 63.8 | 63.8% | 2.6183 | 81.1057 | 63.8%
[5 empty] | 63.81 | 63.81% | 2.6187 | 81.123 | 63.81%
[5 empty] | 63.82 | 63.82% | 2.6191 | 81.1402 | 63.82%
[5 empty] | 63.83 | 63.83% | 2.6195 | 81.1574 | 63.83%
[5 empty] | 63.84 | 63.84% | 2.6199 | 81.1747 | 63.84%
[5 empty] | 63.85 | 63.85% | 2.6203 | 81.192 | 63.85%
[5 empty] | 63.86 | 63.86% | 2.6207 | 81.2092 | 63.86%
[5 empty] | 63.87 | 63.87% | 2.6212 | 81.2265 | 63.87%
[5 empty] | 63.88 | 63.88% | 2.6216 | 81.2438 | 63.88%
[5 empty] | 63.89 | 63.89% | 2.622 | 81.2611 | 63.89%
[5 empty] | 63.9 | 63.9% | 2.6224 | 81.2784 | 63.9%
[5 empty] | 63.91 | 63.91% | 2.6228 | 81.2957 | 63.91%
[5 empty] | 63.92 | 63.92% | 2.6232 | 81.313 | 63.92%
[5 empty] | 63.93 | 63.93% | 2.6236 | 81.3303 | 63.93%
[5 empty] | 63.94 | 63.94% | 2.6241 | 81.3477 | 63.94%
[5 empty] | 63.95 | 63.95% | 2.6245 | 81.365 | 63.95%
[5 empty] | 63.96 | 63.96% | 2.6249 | 81.3823 | 63.96%
[5 empty] | 63.97 | 63.97% | 2.6253 | 81.3997 | 63.97%
[5 empty] | 63.98 | 63.98% | 2.6257 | 81.4171 | 63.98%
[5 empty] | 63.99 | 63.99% | 2.6261 | 81.4344 | 63.99%
[5 empty] | 64 | 64% | 2.6266 | 81.4518 | 64%
[5 empty] | 64.01 | 64.01% | 2.627 | 81.4692 | 64.01%
[5 empty] | 64.02 | 64.02% | 2.6274 | 81.4866 | 64.02%
[5 empty] | 64.03 | 64.03% | 2.6278 | 81.5039 | 64.03%
[5 empty] | 64.04 | 64.04% | 2.6282 | 81.5214 | 64.04%
[5 empty] | 64.05 | 64.05% | 2.6287 | 81.5388 | 64.05%
[5 empty] | 64.06 | 64.06% | 2.6291 | 81.5562 | 64.06%
[5 empty] | 64.07 | 64.07% | 2.6295 | 81.5736 | 64.07%
[5 empty] | 64.08 | 64.08% | 2.6299 | 81.591 | 64.08%
[5 empty] | 64.09 | 64.09% | 2.6304 | 81.6085 | 64.09%
[5 empty] | 64.1 | 64.1% | 2.6308 | 81.6259 | 64.1%
[5 empty] | 64.11 | 64.11% | 2.6312 | 81.6434 | 64.11%
[5 empty] | 64.12 | 64.12% | 2.6316 | 81.6608 | 64.12%
[5 empty] | 64.13 | 64.13% | 2.632 | 81.6783 | 64.13%
[5 empty] | 64.14 | 64.14% | 2.6325 | 81.6958 | 64.14%
[5 empty] | 64.15 | 64.15% | 2.6329 | 81.7133 | 64.15%
[5 empty] | 64.16 | 64.16% | 2.6333 | 81.7307 | 64.16%
[5 empty] | 64.17 | 64.17% | 2.6337 | 81.7482 | 64.17%
[5 empty] | 64.18 | 64.18% | 2.6342 | 81.7657 | 64.18%
[5 empty] | 64.19 | 64.19% | 2.6346 | 81.7833 | 64.19%
[5 empty] | 64.2 | 64.2% | 2.635 | 81.8008 | 64.2%
[5 empty] | 64.21 | 64.21% | 2.6354 | 81.8183 | 64.21%
[5 empty] | 64.22 | 64.22% | 2.6359 | 81.8358 | 64.22%
[5 empty] | 64.23 | 64.23% | 2.6363 | 81.8534 | 64.23%
[5 empty] | 64.24 | 64.24% | 2.6367 | 81.8709 | 64.24%
[5 empty] | 64.25 | 64.25% | 2.6372 | 81.8885 | 64.25%
[5 empty] | 64.26 | 64.26% | 2.6376 | 81.906 | 64.26%
[5 empty] | 64.27 | 64.27% | 2.638 | 81.9236 | 64.27%
[5 empty] | 64.28 | 64.28% | 2.6384 | 81.9412 | 64.28%
[5 empty] | 64.29 | 64.29% | 2.6389 | 81.9588 | 64.29%
[5 empty] | 64.3 | 64.3% | 2.6393 | 81.9764 | 64.3%
[5 empty] | 64.31 | 64.31% | 2.6397 | 81.994 | 64.31%
[5 empty] | 64.32 | 64.32% | 2.6402 | 82.0116 | 64.32%
[5 empty] | 64.33 | 64.33% | 2.6406 | 82.0292 | 64.33%
[5 empty] | 64.34 | 64.34% | 2.641 | 82.0468 | 64.34%
[5 empty] | 64.35 | 64.35% | 2.6415 | 82.0644 | 64.35%
[5 empty] | 64.36 | 64.36% | 2.6419 | 82.0821 | 64.36%
[5 empty] | 64.37 | 64.37% | 2.6423 | 82.0997 | 64.37%
[5 empty] | 64.38 | 64.38% | 2.6427 | 82.1174 | 64.38%
[5 empty] | 64.39 | 64.39% | 2.6432 | 82.135 | 64.39%
[5 empty] | 64.4 | 64.4% | 2.6436 | 82.1527 | 64.4%
[5 empty] | 64.41 | 64.41% | 2.644 | 82.1704 | 64.41%
[5 empty] | 64.42 | 64.42% | 2.6445 | 82.188 | 64.42%
[5 empty] | 64.43 | 64.43% | 2.6449 | 82.2057 | 64.43%
[5 empty] | 64.44 | 64.44% | 2.6454 | 82.2234 | 64.44%
[5 empty] | 64.45 | 64.45% | 2.6458 | 82.2411 | 64.45%
[5 empty] | 64.46 | 64.46% | 2.6462 | 82.2588 | 64.46%
[5 empty] | 64.47 | 64.47% | 2.6467 | 82.2766 | 64.47%
[5 empty] | 64.48 | 64.48% | 2.6471 | 82.2943 | 64.48%
[5 empty] | 64.49 | 64.49% | 2.6475 | 82.312 | 64.49%
[5 empty] | 64.5 | 64.5% | 2.648 | 82.3298 | 64.5%
[5 empty] | 64.51 | 64.51% | 2.6484 | 82.3475 | 64.51%
[5 empty] | 64.52 | 64.52% | 2.6488 | 82.3653 | 64.52%
[5 empty] | 64.53 | 64.53% | 2.6493 | 82.383 | 64.53%
[5 empty] | 64.54 | 64.54% | 2.6497 | 82.4008 | 64.54%
[5 empty] | 64.55 | 64.55% | 2.6502 | 82.4186 | 64.55%
[5 empty] | 64.56 | 64.56% | 2.6506 | 82.4364 | 64.56%
[5 empty] | 64.57 | 64.57% | 2.651 | 82.4542 | 64.57%
[5 empty] | 64.58 | 64.58% | 2.6515 | 82.472 | 64.58%
[5 empty] | 64.59 | 64.59% | 2.6519 | 82.4898 | 64.59%
[5 empty] | 64.6 | 64.6% | 2.6524 | 82.5076 | 64.6%
[5 empty] | 64.61 | 64.61% | 2.6528 | 82.5254 | 64.61%
[5 empty] | 64.62 | 64.62% | 2.6533 | 82.5432 | 64.62%
[5 empty] | 64.63 | 64.63% | 2.6537 | 82.5611 | 64.63%
[5 empty] | 64.64 | 64.64% | 2.6541 | 82.5789 | 64.64%
[5 empty] | 64.65 | 64.65% | 2.6546 | 82.5968 | 64.65%
[5 empty] | 64.66 | 64.66% | 2.655 | 82.6146 | 64.66%
[5 empty] | 64.67 | 64.67% | 2.6555 | 82.6325 | 64.67%
[5 empty] | 64.68 | 64.68% | 2.6559 | 82.6504 | 64.68%
[5 empty] | 64.69 | 64.69% | 2.6564 | 82.6682 | 64.69%
[5 empty] | 64.7 | 64.7% | 2.6568 | 82.6861 | 64.7%
[5 empty] | 64.71 | 64.71% | 2.6572 | 82.704 | 64.71%
[5 empty] | 64.72 | 64.72% | 2.6577 | 82.7219 | 64.72%
[5 empty] | 64.73 | 64.73% | 2.6581 | 82.7398 | 64.73%
[5 empty] | 64.74 | 64.74% | 2.6586 | 82.7578 | 64.74%
[5 empty] | 64.75 | 64.75% | 2.659 | 82.7757 | 64.75%
[5 empty] | 64.76 | 64.76% | 2.6595 | 82.7936 | 64.76%
[5 empty] | 64.77 | 64.77% | 2.6599 | 82.8116 | 64.77%
[5 empty] | 64.78 | 64.78% | 2.6604 | 82.8295 | 64.78%
[5 empty] | 64.79 | 64.79% | 2.6608 | 82.8475 | 64.79%
[5 empty] | 64.8 | 64.8% | 2.6613 | 82.8654 | 64.8%
[5 empty] | 64.81 | 64.81% | 2.6617 | 82.8834 | 64.81%
[5 empty] | 64.82 | 64.82% | 2.6622 | 82.9014 | 64.82%
[5 empty] | 64.83 | 64.83% | 2.6626 | 82.9194 | 64.83%
[5 empty] | 64.84 | 64.84% | 2.6631 | 82.9374 | 64.84%
[5 empty] | 64.85 | 64.85% | 2.6635 | 82.9554 | 64.85%
[5 empty] | 64.86 | 64.86% | 2.664 | 82.9734 | 64.86%
[5 empty] | 64.87 | 64.87% | 2.6644 | 82.9914 | 64.87%
[5 empty] | 64.88 | 64.88% | 2.6649 | 83.0094 | 64.88%
[5 empty] | 64.89 | 64.89% | 2.6653 | 83.0274 | 64.89%
[5 empty] | 64.9 | 64.9% | 2.6658 | 83.0455 | 64.9%
[5 empty] | 64.91 | 64.91% | 2.6662 | 83.0635 | 64.91%
[5 empty] | 64.92 | 64.92% | 2.6667 | 83.0816 | 64.92%
[5 empty] | 64.93 | 64.93% | 2.6672 | 83.0996 | 64.93%
[5 empty] | 64.94 | 64.94% | 2.6676 | 83.1177 | 64.94%
[5 empty] | 64.95 | 64.95% | 2.6681 | 83.1358 | 64.95%
[5 empty] | 64.96 | 64.96% | 2.6685 | 83.1539 | 64.96%
[5 empty] | 64.97 | 64.97% | 2.669 | 83.172 | 64.97%
[5 empty] | 64.98 | 64.98% | 2.6694 | 83.1901 | 64.98%
[5 empty] | 64.99 | 64.99% | 2.6699 | 83.2082 | 64.99%
[5 empty] | 65 | 65% | 2.6704 | 83.2263 | 65%
[5 empty] | 65.01 | 65.01% | 2.6708 | 83.2444 | 65.01%
[5 empty] | 65.02 | 65.02% | 2.6713 | 83.2625 | 65.02%
[5 empty] | 65.03 | 65.03% | 2.6717 | 83.2807 | 65.03%
[5 empty] | 65.04 | 65.04% | 2.6722 | 83.2988 | 65.04%
[5 empty] | 65.05 | 65.05% | 2.6726 | 83.317 | 65.05%
[5 empty] | 65.06 | 65.06% | 2.6731 | 83.3351 | 65.06%
[5 empty] | 65.07 | 65.07% | 2.6736 | 83.3533 | 65.07%
[5 empty] | 65.08 | 65.08% | 2.674 | 83.3715 | 65.08%
[5 empty] | 65.09 | 65.09% | 2.6745 | 83.3896 | 65.09%
[5 empty] | 65.1 | 65.1% | 2.6749 | 83.4078 | 65.1%
[5 empty] | 65.11 | 65.11% | 2.6754 | 83.426 | 65.11%
[5 empty] | 65.12 | 65.12% | 2.6759 | 83.4442 | 65.12%
[5 empty] | 65.13 | 65.13% | 2.6763 | 83.4624 | 65.13%
[5 empty] | 65.14 | 65.14% | 2.6768 | 83.4807 | 65.14%
[5 empty] | 65.15 | 65.15% | 2.6773 | 83.4989 | 65.15%
[5 empty] | 65.16 | 65.16% | 2.6777 | 83.5171 | 65.16%
[5 empty] | 65.17 | 65.17% | 2.6782 | 83.5354 | 65.17%
[5 empty] | 65.18 | 65.18% | 2.6787 | 83.5536 | 65.18%
[5 empty] | 65.19 | 65.19% | 2.6791 | 83.5719 | 65.19%
[5 empty] | 65.2 | 65.2% | 2.6796 | 83.5901 | 65.2%
[5 empty] | 65.21 | 65.21% | 2.6801 | 83.6084 | 65.21%
[5 empty] | 65.22 | 65.22% | 2.6805 | 83.6267 | 65.22%
[5 empty] | 65.23 | 65.23% | 2.681 | 83.645 | 65.23%
[5 empty] | 65.24 | 65.24% | 2.6815 | 83.6633 | 65.24%
[5 empty] | 65.25 | 65.25% | 2.6819 | 83.6816 | 65.25%
[5 empty] | 65.26 | 65.26% | 2.6824 | 83.6999 | 65.26%
[5 empty] | 65.27 | 65.27% | 2.6829 | 83.7182 | 65.27%
[5 empty] | 65.28 | 65.28% | 2.6833 | 83.7365 | 65.28%
[5 empty] | 65.29 | 65.29% | 2.6838 | 83.7549 | 65.29%
[5 empty] | 65.3 | 65.3% | 2.6843 | 83.7732 | 65.3%
[5 empty] | 65.31 | 65.31% | 2.6847 | 83.7916 | 65.31%
[5 empty] | 65.32 | 65.32% | 2.6852 | 83.8099 | 65.32%
[5 empty] | 65.33 | 65.33% | 2.6857 | 83.8283 | 65.33%
[5 empty] | 65.34 | 65.34% | 2.6862 | 83.8467 | 65.34%
[5 empty] | 65.35 | 65.35% | 2.6866 | 83.865 | 65.35%
[5 empty] | 65.36 | 65.36% | 2.6871 | 83.8834 | 65.36%
[5 empty] | 65.37 | 65.37% | 2.6876 | 83.9018 | 65.37%
[5 empty] | 65.38 | 65.38% | 2.688 | 83.9202 | 65.38%
[5 empty] | 65.39 | 65.39% | 2.6885 | 83.9386 | 65.39%
[5 empty] | 65.4 | 65.4% | 2.689 | 83.957 | 65.4%
[5 empty] | 65.41 | 65.41% | 2.6895 | 83.9755 | 65.41%
[5 empty] | 65.42 | 65.42% | 2.6899 | 83.9939 | 65.42%
[5 empty] | 65.43 | 65.43% | 2.6904 | 84.0123 | 65.43%
[5 empty] | 65.44 | 65.44% | 2.6909 | 84.0308 | 65.44%
[5 empty] | 65.45 | 65.45% | 2.6914 | 84.0492 | 65.45%
[5 empty] | 65.46 | 65.46% | 2.6919 | 84.0677 | 65.46%
[5 empty] | 65.47 | 65.47% | 2.6923 | 84.0862 | 65.47%
[5 empty] | 65.48 | 65.48% | 2.6928 | 84.1047 | 65.48%
[5 empty] | 65.49 | 65.49% | 2.6933 | 84.1231 | 65.49%
[5 empty] | 65.5 | 65.5% | 2.6938 | 84.1416 | 65.5%
[5 empty] | 65.51 | 65.51% | 2.6942 | 84.1601 | 65.51%
[5 empty] | 65.52 | 65.52% | 2.6947 | 84.1787 | 65.52%
[5 empty] | 65.53 | 65.53% | 2.6952 | 84.1972 | 65.53%
[5 empty] | 65.54 | 65.54% | 2.6957 | 84.2157 | 65.54%
[5 empty] | 65.55 | 65.55% | 2.6962 | 84.2342 | 65.55%
[5 empty] | 65.56 | 65.56% | 2.6966 | 84.2528 | 65.56%
[5 empty] | 65.57 | 65.57% | 2.6971 | 84.2713 | 65.57%
[5 empty] | 65.58 | 65.58% | 2.6976 | 84.2899 | 65.58%
[5 empty] | 65.59 | 65.59% | 2.6981 | 84.3084 | 65.59%
[5 empty] | 65.6 | 65.6% | 2.6986 | 84.327 | 65.6%
[5 empty] | 65.61 | 65.61% | 2.6991 | 84.3456 | 65.61%
[5 empty] | 65.62 | 65.62% | 2.6995 | 84.3642 | 65.62%
[5 empty] | 65.63 | 65.63% | 2.7 | 84.3828 | 65.63%
[5 empty] | 65.64 | 65.64% | 2.7005 | 84.4014 | 65.64%
[5 empty] | 65.65 | 65.65% | 2.701 | 84.42 | 65.65%
[5 empty] | 65.66 | 65.66% | 2.7015 | 84.4386 | 65.66%
[5 empty] | 65.67 | 65.67% | 2.702 | 84.4572 | 65.67%
[5 empty] | 65.68 | 65.68% | 2.7025 | 84.4758 | 65.68%
[5 empty] | 65.69 | 65.69% | 2.7029 | 84.4945 | 65.69%
[5 empty] | 65.7 | 65.7% | 2.7034 | 84.5131 | 65.7%
[5 empty] | 65.71 | 65.71% | 2.7039 | 84.5318 | 65.71%
[5 empty] | 65.72 | 65.72% | 2.7044 | 84.5504 | 65.72%
[5 empty] | 65.73 | 65.73% | 2.7049 | 84.5691 | 65.73%
[5 empty] | 65.74 | 65.74% | 2.7054 | 84.5878 | 65.74%
[5 empty] | 65.75 | 65.75% | 2.7059 | 84.6065 | 65.75%
[5 empty] | 65.76 | 65.76% | 2.7064 | 84.6252 | 65.76%
[5 empty] | 65.77 | 65.77% | 2.7069 | 84.6439 | 65.77%
[5 empty] | 65.78 | 65.78% | 2.7074 | 84.6626 | 65.78%
[5 empty] | 65.79 | 65.79% | 2.7078 | 84.6813 | 65.79%
[5 empty] | 65.8 | 65.8% | 2.7083 | 84.7 | 65.8%
[5 empty] | 65.81 | 65.81% | 2.7088 | 84.7188 | 65.81%
[5 empty] | 65.82 | 65.82% | 2.7093 | 84.7375 | 65.82%
[5 empty] | 65.83 | 65.83% | 2.7098 | 84.7562 | 65.83%
[5 empty] | 65.84 | 65.84% | 2.7103 | 84.775 | 65.84%
[5 empty] | 65.85 | 65.85% | 2.7108 | 84.7938 | 65.85%
[5 empty] | 65.86 | 65.86% | 2.7113 | 84.8125 | 65.86%
[5 empty] | 65.87 | 65.87% | 2.7118 | 84.8313 | 65.87%
[5 empty] | 65.88 | 65.88% | 2.7123 | 84.8501 | 65.88%
[5 empty] | 65.89 | 65.89% | 2.7128 | 84.8689 | 65.89%
[5 empty] | 65.9 | 65.9% | 2.7133 | 84.8877 | 65.9%
[5 empty] | 65.91 | 65.91% | 2.7138 | 84.9065 | 65.91%
[5 empty] | 65.92 | 65.92% | 2.7143 | 84.9253 | 65.92%
[5 empty] | 65.93 | 65.93% | 2.7148 | 84.9442 | 65.93%
[5 empty] | 65.94 | 65.94% | 2.7153 | 84.963 | 65.94%
[5 empty] | 65.95 | 65.95% | 2.7158 | 84.9818 | 65.95%
[5 empty] | 65.96 | 65.96% | 2.7163 | 85.0007 | 65.96%
[5 empty] | 65.97 | 65.97% | 2.7168 | 85.0195 | 65.97%
[5 empty] | 65.98 | 65.98% | 2.7173 | 85.0384 | 65.98%
[5 empty] | 65.99 | 65.99% | 2.7178 | 85.0573 | 65.99%
[5 empty] | 66 | 66% | 2.7183 | 85.0761 | 66%
[5 empty] | 66.01 | 66.01% | 2.7188 | 85.095 | 66.01%
[5 empty] | 66.02 | 66.02% | 2.7193 | 85.1139 | 66.02%
[5 empty] | 66.03 | 66.03% | 2.7198 | 85.1328 | 66.03%
[5 empty] | 66.04 | 66.04% | 2.7203 | 85.1517 | 66.04%
[5 empty] | 66.05 | 66.05% | 2.7208 | 85.1707 | 66.05%
[5 empty] | 66.06 | 66.06% | 2.7213 | 85.1896 | 66.06%
[5 empty] | 66.07 | 66.07% | 2.7218 | 85.2085 | 66.07%
[5 empty] | 66.08 | 66.08% | 2.7223 | 85.2275 | 66.08%
[5 empty] | 66.09 | 66.09% | 2.7228 | 85.2464 | 66.09%
[5 empty] | 66.1 | 66.1% | 2.7233 | 85.2654 | 66.1%
[5 empty] | 66.11 | 66.11% | 2.7238 | 85.2843 | 66.11%
[5 empty] | 66.12 | 66.12% | 2.7243 | 85.3033 | 66.12%
[5 empty] | 66.13 | 66.13% | 2.7248 | 85.3223 | 66.13%
[5 empty] | 66.14 | 66.14% | 2.7254 | 85.3413 | 66.14%
[5 empty] | 66.15 | 66.15% | 2.7259 | 85.3603 | 66.15%
[5 empty] | 66.16 | 66.16% | 2.7264 | 85.3793 | 66.16%
[5 empty] | 66.17 | 66.17% | 2.7269 | 85.3983 | 66.17%
[5 empty] | 66.18 | 66.18% | 2.7274 | 85.4173 | 66.18%
[5 empty] | 66.19 | 66.19% | 2.7279 | 85.4363 | 66.19%
[5 empty] | 66.2 | 66.2% | 2.7284 | 85.4554 | 66.2%
[5 empty] | 66.21 | 66.21% | 2.7289 | 85.4744 | 66.21%
[5 empty] | 66.22 | 66.22% | 2.7294 | 85.4935 | 66.22%
[5 empty] | 66.23 | 66.23% | 2.7299 | 85.5125 | 66.23%
[5 empty] | 66.24 | 66.24% | 2.7305 | 85.5316 | 66.24%
[5 empty] | 66.25 | 66.25% | 2.731 | 85.5507 | 66.25%
[5 empty] | 66.26 | 66.26% | 2.7315 | 85.5698 | 66.26%
[5 empty] | 66.27 | 66.27% | 2.732 | 85.5888 | 66.27%
[5 empty] | 66.28 | 66.28% | 2.7325 | 85.6079 | 66.28%
[5 empty] | 66.29 | 66.29% | 2.733 | 85.6271 | 66.29%
[5 empty] | 66.3 | 66.3% | 2.7336 | 85.6462 | 66.3%
[5 empty] | 66.31 | 66.31% | 2.7341 | 85.6653 | 66.31%
[5 empty] | 66.32 | 66.32% | 2.7346 | 85.6844 | 66.32%
[5 empty] | 66.33 | 66.33% | 2.7351 | 85.7036 | 66.33%
[5 empty] | 66.34 | 66.34% | 2.7356 | 85.7227 | 66.34%
[5 empty] | 66.35 | 66.35% | 2.7361 | 85.7419 | 66.35%
[5 empty] | 66.36 | 66.36% | 2.7367 | 85.761 | 66.36%
[5 empty] | 66.37 | 66.37% | 2.7372 | 85.7802 | 66.37%
[5 empty] | 66.38 | 66.38% | 2.7377 | 85.7994 | 66.38%
[5 empty] | 66.39 | 66.39% | 2.7382 | 85.8185 | 66.39%
[5 empty] | 66.4 | 66.4% | 2.7387 | 85.8377 | 66.4%
[5 empty] | 66.41 | 66.41% | 2.7393 | 85.8569 | 66.41%
[5 empty] | 66.42 | 66.42% | 2.7398 | 85.8761 | 66.42%
[5 empty] | 66.43 | 66.43% | 2.7403 | 85.8954 | 66.43%
[5 empty] | 66.44 | 66.44% | 2.7408 | 85.9146 | 66.44%
[5 empty] | 66.45 | 66.45% | 2.7413 | 85.9338 | 66.45%
[5 empty] | 66.46 | 66.46% | 2.7419 | 85.9531 | 66.46%
[5 empty] | 66.47 | 66.47% | 2.7424 | 85.9723 | 66.47%
[5 empty] | 66.48 | 66.48% | 2.7429 | 85.9916 | 66.48%
[5 empty] | 66.49 | 66.49% | 2.7434 | 86.0108 | 66.49%
[5 empty] | 66.5 | 66.5% | 2.744 | 86.0301 | 66.5%
[5 empty] | 66.51 | 66.51% | 2.7445 | 86.0494 | 66.51%
[5 empty] | 66.52 | 66.52% | 2.745 | 86.0687 | 66.52%
[5 empty] | 66.53 | 66.53% | 2.7455 | 86.088 | 66.53%
[5 empty] | 66.54 | 66.54% | 2.7461 | 86.1073 | 66.54%
[5 empty] | 66.55 | 66.55% | 2.7466 | 86.1266 | 66.55%
[5 empty] | 66.56 | 66.56% | 2.7471 | 86.1459 | 66.56%
[5 empty] | 66.57 | 66.57% | 2.7477 | 86.1652 | 66.57%
[5 empty] | 66.58 | 66.58% | 2.7482 | 86.1846 | 66.58%
[5 empty] | 66.59 | 66.59% | 2.7487 | 86.2039 | 66.59%
[5 empty] | 66.6 | 66.6% | 2.7493 | 86.2232 | 66.6%
[5 empty] | 66.61 | 66.61% | 2.7498 | 86.2426 | 66.61%
[5 empty] | 66.62 | 66.62% | 2.7503 | 86.262 | 66.62%
[5 empty] | 66.63 | 66.63% | 2.7508 | 86.2813 | 66.63%
[5 empty] | 66.64 | 66.64% | 2.7514 | 86.3007 | 66.64%
[5 empty] | 66.65 | 66.65% | 2.7519 | 86.3201 | 66.65%
[5 empty] | 66.66 | 66.66% | 2.7524 | 86.3395 | 66.66%
[5 empty] | 66.67 | 66.67% | 2.753 | 86.3589 | 66.67%
[5 empty] | 66.68 | 66.68% | 2.7535 | 86.3783 | 66.68%
[5 empty] | 66.69 | 66.69% | 2.7541 | 86.3978 | 66.69%
[5 empty] | 66.7 | 66.7% | 2.7546 | 86.4172 | 66.7%
[5 empty] | 66.71 | 66.71% | 2.7551 | 86.4366 | 66.71%
[5 empty] | 66.72 | 66.72% | 2.7557 | 86.4561 | 66.72%
[5 empty] | 66.73 | 66.73% | 2.7562 | 86.4755 | 66.73%
[5 empty] | 66.74 | 66.74% | 2.7567 | 86.495 | 66.74%
[5 empty] | 66.75 | 66.75% | 2.7573 | 86.5144 | 66.75%
[5 empty] | 66.76 | 66.76% | 2.7578 | 86.5339 | 66.76%
[5 empty] | 66.77 | 66.77% | 2.7583 | 86.5534 | 66.77%
[5 empty] | 66.78 | 66.78% | 2.7589 | 86.5729 | 66.78%
[5 empty] | 66.79 | 66.79% | 2.7594 | 86.5924 | 66.79%
[5 empty] | 66.8 | 66.8% | 2.76 | 86.6119 | 66.8%
[5 empty] | 66.81 | 66.81% | 2.7605 | 86.6314 | 66.81%
[5 empty] | 66.82 | 66.82% | 2.7611 | 86.651 | 66.82%
[5 empty] | 66.83 | 66.83% | 2.7616 | 86.6705 | 66.83%
[5 empty] | 66.84 | 66.84% | 2.7621 | 86.69 | 66.84%
[5 empty] | 66.85 | 66.85% | 2.7627 | 86.7096 | 66.85%
[5 empty] | 66.86 | 66.86% | 2.7632 | 86.7291 | 66.86%
[5 empty] | 66.87 | 66.87% | 2.7638 | 86.7487 | 66.87%
[5 empty] | 66.88 | 66.88% | 2.7643 | 86.7683 | 66.88%
[5 empty] | 66.89 | 66.89% | 2.7649 | 86.7879 | 66.89%
[5 empty] | 66.9 | 66.9% | 2.7654 | 86.8074 | 66.9%
[5 empty] | 66.91 | 66.91% | 2.766 | 86.827 | 66.91%
[5 empty] | 66.92 | 66.92% | 2.7665 | 86.8466 | 66.92%
[5 empty] | 66.93 | 66.93% | 2.767 | 86.8663 | 66.93%
[5 empty] | 66.94 | 66.94% | 2.7676 | 86.8859 | 66.94%
[5 empty] | 66.95 | 66.95% | 2.7681 | 86.9055 | 66.95%
[5 empty] | 66.96 | 66.96% | 2.7687 | 86.9251 | 66.96%
[5 empty] | 66.97 | 66.97% | 2.7692 | 86.9448 | 66.97%
[5 empty] | 66.98 | 66.98% | 2.7698 | 86.9644 | 66.98%
[5 empty] | 66.99 | 66.99% | 2.7703 | 86.9841 | 66.99%
[5 empty] | 67 | 67% | 2.7709 | 87.0038 | 67%
[5 empty] | 67.01 | 67.01% | 2.7714 | 87.0234 | 67.01%
[5 empty] | 67.02 | 67.02% | 2.772 | 87.0431 | 67.02%
[5 empty] | 67.03 | 67.03% | 2.7725 | 87.0628 | 67.03%
[5 empty] | 67.04 | 67.04% | 2.7731 | 87.0825 | 67.04%
[5 empty] | 67.05 | 67.05% | 2.7737 | 87.1022 | 67.05%
[5 empty] | 67.06 | 67.06% | 2.7742 | 87.1219 | 67.06%
[5 empty] | 67.07 | 67.07% | 2.7748 | 87.1417 | 67.07%
[5 empty] | 67.08 | 67.08% | 2.7753 | 87.1614 | 67.08%
[5 empty] | 67.09 | 67.09% | 2.7759 | 87.1811 | 67.09%
[5 empty] | 67.1 | 67.1% | 2.7764 | 87.2009 | 67.1%
[5 empty] | 67.11 | 67.11% | 2.777 | 87.2206 | 67.11%
[5 empty] | 67.12 | 67.12% | 2.7775 | 87.2404 | 67.12%
[5 empty] | 67.13 | 67.13% | 2.7781 | 87.2602 | 67.13%
[5 empty] | 67.14 | 67.14% | 2.7787 | 87.28 | 67.14%
[5 empty] | 67.15 | 67.15% | 2.7792 | 87.2998 | 67.15%
[5 empty] | 67.16 | 67.16% | 2.7798 | 87.3195 | 67.16%
[5 empty] | 67.17 | 67.17% | 2.7803 | 87.3394 | 67.17%
[5 empty] | 67.18 | 67.18% | 2.7809 | 87.3592 | 67.18%
[5 empty] | 67.19 | 67.19% | 2.7815 | 87.379 | 67.19%
[5 empty] | 67.2 | 67.2% | 2.782 | 87.3988 | 67.2%
[5 empty] | 67.21 | 67.21% | 2.7826 | 87.4187 | 67.21%
[5 empty] | 67.22 | 67.22% | 2.7831 | 87.4385 | 67.22%
[5 empty] | 67.23 | 67.23% | 2.7837 | 87.4583 | 67.23%
[5 empty] | 67.24 | 67.24% | 2.7843 | 87.4782 | 67.24%
[5 empty] | 67.25 | 67.25% | 2.7848 | 87.4981 | 67.25%
[5 empty] | 67.26 | 67.26% | 2.7854 | 87.518 | 67.26%
[5 empty] | 67.27 | 67.27% | 2.786 | 87.5378 | 67.27%
[5 empty] | 67.28 | 67.28% | 2.7865 | 87.5577 | 67.28%
[5 empty] | 67.29 | 67.29% | 2.7871 | 87.5776 | 67.29%
[5 empty] | 67.3 | 67.3% | 2.7877 | 87.5975 | 67.3%
[5 empty] | 67.31 | 67.31% | 2.7882 | 87.6175 | 67.31%
[5 empty] | 67.32 | 67.32% | 2.7888 | 87.6374 | 67.32%
[5 empty] | 67.33 | 67.33% | 2.7894 | 87.6573 | 67.33%
[5 empty] | 67.34 | 67.34% | 2.7899 | 87.6773 | 67.34%
[5 empty] | 67.35 | 67.35% | 2.7905 | 87.6972 | 67.35%
[5 empty] | 67.36 | 67.36% | 2.7911 | 87.7172 | 67.36%
[5 empty] | 67.37 | 67.37% | 2.7917 | 87.7371 | 67.37%
[5 empty] | 67.38 | 67.38% | 2.7922 | 87.7571 | 67.38%
[5 empty] | 67.39 | 67.39% | 2.7928 | 87.7771 | 67.39%
[5 empty] | 67.4 | 67.4% | 2.7934 | 87.7971 | 67.4%
[5 empty] | 67.41 | 67.41% | 2.7939 | 87.8171 | 67.41%
[5 empty] | 67.42 | 67.42% | 2.7945 | 87.8371 | 67.42%
[5 empty] | 67.43 | 67.43% | 2.7951 | 87.8571 | 67.43%
[5 empty] | 67.44 | 67.44% | 2.7957 | 87.8771 | 67.44%
[5 empty] | 67.45 | 67.45% | 2.7962 | 87.8972 | 67.45%
[5 empty] | 67.46 | 67.46% | 2.7968 | 87.9172 | 67.46%
[5 empty] | 67.47 | 67.47% | 2.7974 | 87.9372 | 67.47%
[5 empty] | 67.48 | 67.48% | 2.798 | 87.9573 | 67.48%
[5 empty] | 67.49 | 67.49% | 2.7985 | 87.9774 | 67.49%
[5 empty] | 67.5 | 67.5% | 2.7991 | 87.9974 | 67.5%
[5 empty] | 67.51 | 67.51% | 2.7997 | 88.0175 | 67.51%
[5 empty] | 67.52 | 67.52% | 2.8003 | 88.0376 | 67.52%
[5 empty] | 67.53 | 67.53% | 2.8009 | 88.0577 | 67.53%
[5 empty] | 67.54 | 67.54% | 2.8014 | 88.0778 | 67.54%
[5 empty] | 67.55 | 67.55% | 2.802 | 88.0979 | 67.55%
[5 empty] | 67.56 | 67.56% | 2.8026 | 88.118 | 67.56%
[5 empty] | 67.57 | 67.57% | 2.8032 | 88.1381 | 67.57%
[5 empty] | 67.58 | 67.58% | 2.8038 | 88.1583 | 67.58%
[5 empty] | 67.59 | 67.59% | 2.8043 | 88.1784 | 67.59%
[5 empty] | 67.6 | 67.6% | 2.8049 | 88.1986 | 67.6%
[5 empty] | 67.61 | 67.61% | 2.8055 | 88.2187 | 67.61%
[5 empty] | 67.62 | 67.62% | 2.8061 | 88.2389 | 67.62%
[5 empty] | 67.63 | 67.63% | 2.8067 | 88.2591 | 67.63%
[5 empty] | 67.64 | 67.64% | 2.8073 | 88.2793 | 67.64%
[5 empty] | 67.65 | 67.65% | 2.8079 | 88.2995 | 67.65%
[5 empty] | 67.66 | 67.66% | 2.8084 | 88.3197 | 67.66%
[5 empty] | 67.67 | 67.67% | 2.809 | 88.3399 | 67.67%
[5 empty] | 67.68 | 67.68% | 2.8096 | 88.3601 | 67.68%
[5 empty] | 67.69 | 67.69% | 2.8102 | 88.3803 | 67.69%
[5 empty] | 67.7 | 67.7% | 2.8108 | 88.4005 | 67.7%
[5 empty] | 67.71 | 67.71% | 2.8114 | 88.4208 | 67.71%
[5 empty] | 67.72 | 67.72% | 2.812 | 88.441 | 67.72%
[5 empty] | 67.73 | 67.73% | 2.8126 | 88.4613 | 67.73%
[5 empty] | 67.74 | 67.74% | 2.8132 | 88.4816 | 67.74%
[5 empty] | 67.75 | 67.75% | 2.8137 | 88.5018 | 67.75%
[5 empty] | 67.76 | 67.76% | 2.8143 | 88.5221 | 67.76%
[5 empty] | 67.77 | 67.77% | 2.8149 | 88.5424 | 67.77%
[5 empty] | 67.78 | 67.78% | 2.8155 | 88.5627 | 67.78%
[5 empty] | 67.79 | 67.79% | 2.8161 | 88.583 | 67.79%
[5 empty] | 67.8 | 67.8% | 2.8167 | 88.6033 | 67.8%
[5 empty] | 67.81 | 67.81% | 2.8173 | 88.6237 | 67.81%
[5 empty] | 67.82 | 67.82% | 2.8179 | 88.644 | 67.82%
[5 empty] | 67.83 | 67.83% | 2.8185 | 88.6643 | 67.83%
[5 empty] | 67.84 | 67.84% | 2.8191 | 88.6847 | 67.84%
[5 empty] | 67.85 | 67.85% | 2.8197 | 88.705 | 67.85%
[5 empty] | 67.86 | 67.86% | 2.8203 | 88.7254 | 67.86%
[5 empty] | 67.87 | 67.87% | 2.8209 | 88.7458 | 67.87%
[5 empty] | 67.88 | 67.88% | 2.8215 | 88.7661 | 67.88%
[5 empty] | 67.89 | 67.89% | 2.8221 | 88.7865 | 67.89%
[5 empty] | 67.9 | 67.9% | 2.8227 | 88.8069 | 67.9%
[5 empty] | 67.91 | 67.91% | 2.8233 | 88.8273 | 67.91%
[5 empty] | 67.92 | 67.92% | 2.8239 | 88.8477 | 67.92%
[5 empty] | 67.93 | 67.93% | 2.8245 | 88.8682 | 67.93%
[5 empty] | 67.94 | 67.94% | 2.8251 | 88.8886 | 67.94%
[5 empty] | 67.95 | 67.95% | 2.8257 | 88.909 | 67.95%
[5 empty] | 67.96 | 67.96% | 2.8263 | 88.9295 | 67.96%
[5 empty] | 67.97 | 67.97% | 2.8269 | 88.9499 | 67.97%
[5 empty] | 67.98 | 67.98% | 2.8275 | 88.9704 | 67.98%
[5 empty] | 67.99 | 67.99% | 2.8281 | 88.9909 | 67.99%
[5 empty] | 68 | 68% | 2.8287 | 89.0113 | 68%
[5 empty] | 68.01 | 68.01% | 2.8293 | 89.0318 | 68.01%
[5 empty] | 68.02 | 68.02% | 2.8299 | 89.0523 | 68.02%
[5 empty] | 68.03 | 68.03% | 2.8305 | 89.0728 | 68.03%
[5 empty] | 68.04 | 68.04% | 2.8312 | 89.0933 | 68.04%
[5 empty] | 68.05 | 68.05% | 2.8318 | 89.1139 | 68.05%
[5 empty] | 68.06 | 68.06% | 2.8324 | 89.1344 | 68.06%
[5 empty] | 68.07 | 68.07% | 2.833 | 89.1549 | 68.07%
[5 empty] | 68.08 | 68.08% | 2.8336 | 89.1755 | 68.08%
[5 empty] | 68.09 | 68.09% | 2.8342 | 89.196 | 68.09%
[5 empty] | 68.1 | 68.1% | 2.8348 | 89.2166 | 68.1%
[5 empty] | 68.11 | 68.11% | 2.8354 | 89.2372 | 68.11%
[5 empty] | 68.12 | 68.12% | 2.836 | 89.2577 | 68.12%
[5 empty] | 68.13 | 68.13% | 2.8367 | 89.2783 | 68.13%
[5 empty] | 68.14 | 68.14% | 2.8373 | 89.2989 | 68.14%
[5 empty] | 68.15 | 68.15% | 2.8379 | 89.3195 | 68.15%
[5 empty] | 68.16 | 68.16% | 2.8385 | 89.3401 | 68.16%
[5 empty] | 68.17 | 68.17% | 2.8391 | 89.3607 | 68.17%
[5 empty] | 68.18 | 68.18% | 2.8397 | 89.3814 | 68.18%
[5 empty] | 68.19 | 68.19% | 2.8403 | 89.402 | 68.19%
[5 empty] | 68.2 | 68.2% | 2.841 | 89.4226 | 68.2%
[5 empty] | 68.21 | 68.21% | 2.8416 | 89.4433 | 68.21%
[5 empty] | 68.22 | 68.22% | 2.8422 | 89.464 | 68.22%
[5 empty] | 68.23 | 68.23% | 2.8428 | 89.4846 | 68.23%
[5 empty] | 68.24 | 68.24% | 2.8434 | 89.5053 | 68.24%
[5 empty] | 68.25 | 68.25% | 2.8441 | 89.526 | 68.25%
[5 empty] | 68.26 | 68.26% | 2.8447 | 89.5467 | 68.26%
[5 empty] | 68.27 | 68.27% | 2.8453 | 89.5674 | 68.27%
[5 empty] | 68.28 | 68.28% | 2.8459 | 89.5881 | 68.28%
[5 empty] | 68.29 | 68.29% | 2.8466 | 89.6088 | 68.29%
[5 empty] | 68.3 | 68.3% | 2.8472 | 89.6295 | 68.3%
[5 empty] | 68.31 | 68.31% | 2.8478 | 89.6503 | 68.31%
[5 empty] | 68.32 | 68.32% | 2.8484 | 89.671 | 68.32%
[5 empty] | 68.33 | 68.33% | 2.8491 | 89.6918 | 68.33%
[5 empty] | 68.34 | 68.34% | 2.8497 | 89.7125 | 68.34%
[5 empty] | 68.35 | 68.35% | 2.8503 | 89.7333 | 68.35%
[5 empty] | 68.36 | 68.36% | 2.8509 | 89.7541 | 68.36%
[5 empty] | 68.37 | 68.37% | 2.8516 | 89.7748 | 68.37%
[5 empty] | 68.38 | 68.38% | 2.8522 | 89.7956 | 68.38%
[5 empty] | 68.39 | 68.39% | 2.8528 | 89.8164 | 68.39%
[5 empty] | 68.4 | 68.4% | 2.8534 | 89.8372 | 68.4%
[5 empty] | 68.41 | 68.41% | 2.8541 | 89.8581 | 68.41%
[5 empty] | 68.42 | 68.42% | 2.8547 | 89.8789 | 68.42%
[5 empty] | 68.43 | 68.43% | 2.8553 | 89.8997 | 68.43%
[5 empty] | 68.44 | 68.44% | 2.856 | 89.9206 | 68.44%
[5 empty] | 68.45 | 68.45% | 2.8566 | 89.9414 | 68.45%
[5 empty] | 68.46 | 68.46% | 2.8572 | 89.9623 | 68.46%
[5 empty] | 68.47 | 68.47% | 2.8579 | 89.9831 | 68.47%
[5 empty] | 68.48 | 68.48% | 2.8585 | 90.004 | 68.48%
[5 empty] | 68.49 | 68.49% | 2.8591 | 90.0249 | 68.49%
[5 empty] | 68.5 | 68.5% | 2.8598 | 90.0458 | 68.5%
[5 empty] | 68.51 | 68.51% | 2.8604 | 90.0667 | 68.51%
[5 empty] | 68.52 | 68.52% | 2.861 | 90.0876 | 68.52%
[5 empty] | 68.53 | 68.53% | 2.8617 | 90.1085 | 68.53%
[5 empty] | 68.54 | 68.54% | 2.8623 | 90.1294 | 68.54%
[5 empty] | 68.55 | 68.55% | 2.863 | 90.1504 | 68.55%
[5 empty] | 68.56 | 68.56% | 2.8636 | 90.1713 | 68.56%
[5 empty] | 68.57 | 68.57% | 2.8642 | 90.1922 | 68.57%
[5 empty] | 68.58 | 68.58% | 2.8649 | 90.2132 | 68.58%
[5 empty] | 68.59 | 68.59% | 2.8655 | 90.2342 | 68.59%
[5 empty] | 68.6 | 68.6% | 2.8662 | 90.2551 | 68.6%
[5 empty] | 68.61 | 68.61% | 2.8668 | 90.2761 | 68.61%
[5 empty] | 68.62 | 68.62% | 2.8675 | 90.2971 | 68.62%
[5 empty] | 68.63 | 68.63% | 2.8681 | 90.3181 | 68.63%
[5 empty] | 68.64 | 68.64% | 2.8687 | 90.3391 | 68.64%
[5 empty] | 68.65 | 68.65% | 2.8694 | 90.3601 | 68.65%
[5 empty] | 68.66 | 68.66% | 2.87 | 90.3812 | 68.66%
[5 empty] | 68.67 | 68.67% | 2.8707 | 90.4022 | 68.67%
[5 empty] | 68.68 | 68.68% | 2.8713 | 90.4232 | 68.68%
[5 empty] | 68.69 | 68.69% | 2.872 | 90.4443 | 68.69%
[5 empty] | 68.7 | 68.7% | 2.8726 | 90.4653 | 68.7%
[5 empty] | 68.71 | 68.71% | 2.8733 | 90.4864 | 68.71%
[5 empty] | 68.72 | 68.72% | 2.8739 | 90.5075 | 68.72%
[5 empty] | 68.73 | 68.73% | 2.8746 | 90.5286 | 68.73%
[5 empty] | 68.74 | 68.74% | 2.8752 | 90.5497 | 68.74%
[5 empty] | 68.75 | 68.75% | 2.8759 | 90.5708 | 68.75%
[5 empty] | 68.76 | 68.76% | 2.8765 | 90.5919 | 68.76%
[5 empty] | 68.77 | 68.77% | 2.8772 | 90.613 | 68.77%
[5 empty] | 68.78 | 68.78% | 2.8778 | 90.6341 | 68.78%
[5 empty] | 68.79 | 68.79% | 2.8785 | 90.6552 | 68.79%
[5 empty] | 68.8 | 68.8% | 2.8791 | 90.6764 | 68.8%
[5 empty] | 68.81 | 68.81% | 2.8798 | 90.6975 | 68.81%
[5 empty] | 68.82 | 68.82% | 2.8804 | 90.7187 | 68.82%
[5 empty] | 68.83 | 68.83% | 2.8811 | 90.7399 | 68.83%
[5 empty] | 68.84 | 68.84% | 2.8818 | 90.761 | 68.84%
[5 empty] | 68.85 | 68.85% | 2.8824 | 90.7822 | 68.85%
[5 empty] | 68.86 | 68.86% | 2.8831 | 90.8034 | 68.86%
[5 empty] | 68.87 | 68.87% | 2.8837 | 90.8246 | 68.87%
[5 empty] | 68.88 | 68.88% | 2.8844 | 90.8458 | 68.88%
[5 empty] | 68.89 | 68.89% | 2.885 | 90.867 | 68.89%
[5 empty] | 68.9 | 68.9% | 2.8857 | 90.8882 | 68.9%
[5 empty] | 68.91 | 68.91% | 2.8864 | 90.9095 | 68.91%
[5 empty] | 68.92 | 68.92% | 2.887 | 90.9307 | 68.92%
[5 empty] | 68.93 | 68.93% | 2.8877 | 90.952 | 68.93%
[5 empty] | 68.94 | 68.94% | 2.8884 | 90.9732 | 68.94%
[5 empty] | 68.95 | 68.95% | 2.889 | 90.9945 | 68.95%
[5 empty] | 68.96 | 68.96% | 2.8897 | 91.0158 | 68.96%
[5 empty] | 68.97 | 68.97% | 2.8904 | 91.0371 | 68.97%
[5 empty] | 68.98 | 68.98% | 2.891 | 91.0583 | 68.98%
[5 empty] | 68.99 | 68.99% | 2.8917 | 91.0796 | 68.99%
[5 empty] | 69 | 69% | 2.8924 | 91.101 | 69%
[5 empty] | 69.01 | 69.01% | 2.893 | 91.1223 | 69.01%
[5 empty] | 69.02 | 69.02% | 2.8937 | 91.1436 | 69.02%
[5 empty] | 69.03 | 69.03% | 2.8944 | 91.1649 | 69.03%
[5 empty] | 69.04 | 69.04% | 2.895 | 91.1863 | 69.04%
[5 empty] | 69.05 | 69.05% | 2.8957 | 91.2076 | 69.05%
[5 empty] | 69.06 | 69.06% | 2.8964 | 91.229 | 69.06%
[5 empty] | 69.07 | 69.07% | 2.897 | 91.2504 | 69.07%
[5 empty] | 69.08 | 69.08% | 2.8977 | 91.2717 | 69.08%
[5 empty] | 69.09 | 69.09% | 2.8984 | 91.2931 | 69.09%
[5 empty] | 69.1 | 69.1% | 2.8991 | 91.3145 | 69.1%
[5 empty] | 69.11 | 69.11% | 2.8997 | 91.3359 | 69.11%
[5 empty] | 69.12 | 69.12% | 2.9004 | 91.3573 | 69.12%
[5 empty] | 69.13 | 69.13% | 2.9011 | 91.3787 | 69.13%
[5 empty] | 69.14 | 69.14% | 2.9018 | 91.4002 | 69.14%
[5 empty] | 69.15 | 69.15% | 2.9024 | 91.4216 | 69.15%
[5 empty] | 69.16 | 69.16% | 2.9031 | 91.443 | 69.16%
[5 empty] | 69.17 | 69.17% | 2.9038 | 91.4645 | 69.17%
[5 empty] | 69.18 | 69.18% | 2.9045 | 91.4859 | 69.18%
[5 empty] | 69.19 | 69.19% | 2.9051 | 91.5074 | 69.19%
[5 empty] | 69.2 | 69.2% | 2.9058 | 91.5289 | 69.2%
[5 empty] | 69.21 | 69.21% | 2.9065 | 91.5504 | 69.21%
[5 empty] | 69.22 | 69.22% | 2.9072 | 91.5719 | 69.22%
[5 empty] | 69.23 | 69.23% | 2.9079 | 91.5934 | 69.23%
[5 empty] | 69.24 | 69.24% | 2.9085 | 91.6149 | 69.24%
[5 empty] | 69.25 | 69.25% | 2.9092 | 91.6364 | 69.25%
[5 empty] | 69.26 | 69.26% | 2.9099 | 91.6579 | 69.26%
[5 empty] | 69.27 | 69.27% | 2.9106 | 91.6795 | 69.27%
[5 empty] | 69.28 | 69.28% | 2.9113 | 91.701 | 69.28%
[5 empty] | 69.29 | 69.29% | 2.912 | 91.7226 | 69.29%
[5 empty] | 69.3 | 69.3% | 2.9127 | 91.7441 | 69.3%
[5 empty] | 69.31 | 69.31% | 2.9133 | 91.7657 | 69.31%
[5 empty] | 69.32 | 69.32% | 2.914 | 91.7873 | 69.32%
[5 empty] | 69.33 | 69.33% | 2.9147 | 91.8089 | 69.33%
[5 empty] | 69.34 | 69.34% | 2.9154 | 91.8305 | 69.34%
[5 empty] | 69.35 | 69.35% | 2.9161 | 91.8521 | 69.35%
[5 empty] | 69.36 | 69.36% | 2.9168 | 91.8737 | 69.36%
[5 empty] | 69.37 | 69.37% | 2.9175 | 91.8953 | 69.37%
[5 empty] | 69.38 | 69.38% | 2.9182 | 91.9169 | 69.38%
[5 empty] | 69.39 | 69.39% | 2.9189 | 91.9386 | 69.39%
[5 empty] | 69.4 | 69.4% | 2.9196 | 91.9602 | 69.4%
[5 empty] | 69.41 | 69.41% | 2.9202 | 91.9819 | 69.41%
[5 empty] | 69.42 | 69.42% | 2.9209 | 92.0035 | 69.42%
[5 empty] | 69.43 | 69.43% | 2.9216 | 92.0252 | 69.43%
[5 empty] | 69.44 | 69.44% | 2.9223 | 92.0469 | 69.44%
[5 empty] | 69.45 | 69.45% | 2.923 | 92.0686 | 69.45%
[5 empty] | 69.46 | 69.46% | 2.9237 | 92.0903 | 69.46%
[5 empty] | 69.47 | 69.47% | 2.9244 | 92.112 | 69.47%
[5 empty] | 69.48 | 69.48% | 2.9251 | 92.1337 | 69.48%
[5 empty] | 69.49 | 69.49% | 2.9258 | 92.1554 | 69.49%
[5 empty] | 69.5 | 69.5% | 2.9265 | 92.1771 | 69.5%
[5 empty] | 69.51 | 69.51% | 2.9272 | 92.1989 | 69.51%
[5 empty] | 69.52 | 69.52% | 2.9279 | 92.2206 | 69.52%
[5 empty] | 69.53 | 69.53% | 2.9286 | 92.2424 | 69.53%
[5 empty] | 69.54 | 69.54% | 2.9293 | 92.2641 | 69.54%
[5 empty] | 69.55 | 69.55% | 2.93 | 92.2859 | 69.55%
[5 empty] | 69.56 | 69.56% | 2.9307 | 92.3077 | 69.56%
[5 empty] | 69.57 | 69.57% | 2.9314 | 92.3295 | 69.57%
[5 empty] | 69.58 | 69.58% | 2.9321 | 92.3513 | 69.58%
[5 empty] | 69.59 | 69.59% | 2.9328 | 92.3731 | 69.59%
[5 empty] | 69.6 | 69.6% | 2.9336 | 92.3949 | 69.6%
[5 empty] | 69.61 | 69.61% | 2.9343 | 92.4167 | 69.61%
[5 empty] | 69.62 | 69.62% | 2.935 | 92.4385 | 69.62%
[5 empty] | 69.63 | 69.63% | 2.9357 | 92.4604 | 69.63%
[5 empty] | 69.64 | 69.64% | 2.9364 | 92.4822 | 69.64%
[5 empty] | 69.65 | 69.65% | 2.9371 | 92.5041 | 69.65%
[5 empty] | 69.66 | 69.66% | 2.9378 | 92.526 | 69.66%
[5 empty] | 69.67 | 69.67% | 2.9385 | 92.5478 | 69.67%
[5 empty] | 69.68 | 69.68% | 2.9392 | 92.5697 | 69.68%
[5 empty] | 69.69 | 69.69% | 2.9399 | 92.5916 | 69.69%
[5 empty] | 69.7 | 69.7% | 2.9407 | 92.6135 | 69.7%
[5 empty] | 69.71 | 69.71% | 2.9414 | 92.6354 | 69.71%
[5 empty] | 69.72 | 69.72% | 2.9421 | 92.6573 | 69.72%
[5 empty] | 69.73 | 69.73% | 2.9428 | 92.6793 | 69.73%
[5 empty] | 69.74 | 69.74% | 2.9435 | 92.7012 | 69.74%
[5 empty] | 69.75 | 69.75% | 2.9442 | 92.7231 | 69.75%
[5 empty] | 69.76 | 69.76% | 2.9449 | 92.7451 | 69.76%
[5 empty] | 69.77 | 69.77% | 2.9457 | 92.7671 | 69.77%
[5 empty] | 69.78 | 69.78% | 2.9464 | 92.789 | 69.78%
[5 empty] | 69.79 | 69.79% | 2.9471 | 92.811 | 69.79%
[5 empty] | 69.8 | 69.8% | 2.9478 | 92.833 | 69.8%
[5 empty] | 69.81 | 69.81% | 2.9485 | 92.855 | 69.81%
[5 empty] | 69.82 | 69.82% | 2.9493 | 92.877 | 69.82%
[5 empty] | 69.83 | 69.83% | 2.95 | 92.899 | 69.83%
[5 empty] | 69.84 | 69.84% | 2.9507 | 92.921 | 69.84%
[5 empty] | 69.85 | 69.85% | 2.9514 | 92.943 | 69.85%
[5 empty] | 69.86 | 69.86% | 2.9522 | 92.9651 | 69.86%
[5 empty] | 69.87 | 69.87% | 2.9529 | 92.9871 | 69.87%
[5 empty] | 69.88 | 69.88% | 2.9536 | 93.0092 | 69.88%
[5 empty] | 69.89 | 69.89% | 2.9543 | 93.0312 | 69.89%
[5 empty] | 69.9 | 69.9% | 2.9551 | 93.0533 | 69.9%
[5 empty] | 69.91 | 69.91% | 2.9558 | 93.0754 | 69.91%
[5 empty] | 69.92 | 69.92% | 2.9565 | 93.0975 | 69.92%
[5 empty] | 69.93 | 69.93% | 2.9572 | 93.1196 | 69.93%
[5 empty] | 69.94 | 69.94% | 2.958 | 93.1417 | 69.94%
[5 empty] | 69.95 | 69.95% | 2.9587 | 93.1638 | 69.95%
[5 empty] | 69.96 | 69.96% | 2.9594 | 93.1859 | 69.96%
[5 empty] | 69.97 | 69.97% | 2.9602 | 93.208 | 69.97%
[5 empty] | 69.98 | 69.98% | 2.9609 | 93.2302 | 69.98%
[5 empty] | 69.99 | 69.99% | 2.9616 | 93.2523 | 69.99%
[5 empty] | 70 | 70% | 2.9624 | 93.2745 | 70%
[5 empty] | 70.01 | 70.01% | 2.9631 | 93.2967 | 70.01%
[5 empty] | 70.02 | 70.02% | 2.9638 | 93.3188 | 70.02%
[5 empty] | 70.03 | 70.03% | 2.9646 | 93.341 | 70.03%
[5 empty] | 70.04 | 70.04% | 2.9653 | 93.3632 | 70.04%
[5 empty] | 70.05 | 70.05% | 2.966 | 93.3854 | 70.05%
[5 empty] | 70.06 | 70.06% | 2.9668 | 93.4076 | 70.06%
[5 empty] | 70.07 | 70.07% | 2.9675 | 93.4298 | 70.07%
[5 empty] | 70.08 | 70.08% | 2.9683 | 93.4521 | 70.08%
[5 empty] | 70.09 | 70.09% | 2.969 | 93.4743 | 70.09%
[5 empty] | 70.1 | 70.1% | 2.9697 | 93.4965 | 70.1%
[5 empty] | 70.11 | 70.11% | 2.9705 | 93.5188 | 70.11%
[5 empty] | 70.12 | 70.12% | 2.9712 | 93.541 | 70.12%
[5 empty] | 70.13 | 70.13% | 2.972 | 93.5633 | 70.13%
[5 empty] | 70.14 | 70.14% | 2.9727 | 93.5856 | 70.14%
[5 empty] | 70.15 | 70.15% | 2.9735 | 93.6079 | 70.15%
[5 empty] | 70.16 | 70.16% | 2.9742 | 93.6302 | 70.16%
[5 empty] | 70.17 | 70.17% | 2.9749 | 93.6525 | 70.17%
[5 empty] | 70.18 | 70.18% | 2.9757 | 93.6748 | 70.18%
[5 empty] | 70.19 | 70.19% | 2.9764 | 93.6971 | 70.19%
[5 empty] | 70.2 | 70.2% | 2.9772 | 93.7194 | 70.2%
[5 empty] | 70.21 | 70.21% | 2.9779 | 93.7418 | 70.21%
[5 empty] | 70.22 | 70.22% | 2.9787 | 93.7641 | 70.22%
[5 empty] | 70.23 | 70.23% | 2.9794 | 93.7865 | 70.23%
[5 empty] | 70.24 | 70.24% | 2.9802 | 93.8088 | 70.24%
[5 empty] | 70.25 | 70.25% | 2.9809 | 93.8312 | 70.25%
[5 empty] | 70.26 | 70.26% | 2.9817 | 93.8536 | 70.26%
[5 empty] | 70.27 | 70.27% | 2.9824 | 93.876 | 70.27%
[5 empty] | 70.28 | 70.28% | 2.9832 | 93.8984 | 70.28%
[5 empty] | 70.29 | 70.29% | 2.984 | 93.9208 | 70.29%
[5 empty] | 70.3 | 70.3% | 2.9847 | 93.9432 | 70.3%
[5 empty] | 70.31 | 70.31% | 2.9855 | 93.9656 | 70.31%
[5 empty] | 70.32 | 70.32% | 2.9862 | 93.988 | 70.32%
[5 empty] | 70.33 | 70.33% | 2.987 | 94.0105 | 70.33%
[5 empty] | 70.34 | 70.34% | 2.9877 | 94.0329 | 70.34%
[5 empty] | 70.35 | 70.35% | 2.9885 | 94.0554 | 70.35%
[5 empty] | 70.36 | 70.36% | 2.9893 | 94.0778 | 70.36%
[5 empty] | 70.37 | 70.37% | 2.99 | 94.1003 | 70.37%
[5 empty] | 70.38 | 70.38% | 2.9908 | 94.1228 | 70.38%
[5 empty] | 70.39 | 70.39% | 2.9915 | 94.1453 | 70.39%
[5 empty] | 70.4 | 70.4% | 2.9923 | 94.1678 | 70.4%
[5 empty] | 70.41 | 70.41% | 2.9931 | 94.1903 | 70.41%
[5 empty] | 70.42 | 70.42% | 2.9938 | 94.2128 | 70.42%
[5 empty] | 70.43 | 70.43% | 2.9946 | 94.2353 | 70.43%
[5 empty] | 70.44 | 70.44% | 2.9954 | 94.2579 | 70.44%
[5 empty] | 70.45 | 70.45% | 2.9961 | 94.2804 | 70.45%
[5 empty] | 70.46 | 70.46% | 2.9969 | 94.303 | 70.46%
[5 empty] | 70.47 | 70.47% | 2.9977 | 94.3255 | 70.47%
[5 empty] | 70.48 | 70.48% | 2.9984 | 94.3481 | 70.48%
[5 empty] | 70.49 | 70.49% | 2.9992 | 94.3707 | 70.49%
[5 empty] | 70.5 | 70.5% | 3 | 94.3933 | 70.5%
[5 empty] | 70.51 | 70.51% | 3.0007 | 94.4159 | 70.51%
[5 empty] | 70.52 | 70.52% | 3.0015 | 94.4385 | 70.52%
[5 empty] | 70.53 | 70.53% | 3.0023 | 94.4611 | 70.53%
[5 empty] | 70.54 | 70.54% | 3.003 | 94.4837 | 70.54%
[5 empty] | 70.55 | 70.55% | 3.0038 | 94.5063 | 70.55%
[5 empty] | 70.56 | 70.56% | 3.0046 | 94.529 | 70.56%
[5 empty] | 70.57 | 70.57% | 3.0054 | 94.5516 | 70.57%
[5 empty] | 70.58 | 70.58% | 3.0061 | 94.5743 | 70.58%
[5 empty] | 70.59 | 70.59% | 3.0069 | 94.5969 | 70.59%
[5 empty] | 70.6 | 70.6% | 3.0077 | 94.6196 | 70.6%
[5 empty] | 70.61 | 70.61% | 3.0085 | 94.6423 | 70.61%
[5 empty] | 70.62 | 70.62% | 3.0093 | 94.665 | 70.62%
[5 empty] | 70.63 | 70.63% | 3.01 | 94.6877 | 70.63%
[5 empty] | 70.64 | 70.64% | 3.0108 | 94.7104 | 70.64%
[5 empty] | 70.65 | 70.65% | 3.0116 | 94.7331 | 70.65%
[5 empty] | 70.66 | 70.66% | 3.0124 | 94.7558 | 70.66%
[5 empty] | 70.67 | 70.67% | 3.0132 | 94.7786 | 70.67%
[5 empty] | 70.68 | 70.68% | 3.0139 | 94.8013 | 70.68%
[5 empty] | 70.69 | 70.69% | 3.0147 | 94.8241 | 70.69%
[5 empty] | 70.7 | 70.7% | 3.0155 | 94.8468 | 70.7%
[5 empty] | 70.71 | 70.71% | 3.0163 | 94.8696 | 70.71%
[5 empty] | 70.72 | 70.72% | 3.0171 | 94.8924 | 70.72%
[5 empty] | 70.73 | 70.73% | 3.0179 | 94.9152 | 70.73%
[5 empty] | 70.74 | 70.74% | 3.0187 | 94.938 | 70.74%
[5 empty] | 70.75 | 70.75% | 3.0194 | 94.9608 | 70.75%
[5 empty] | 70.76 | 70.76% | 3.0202 | 94.9836 | 70.76%
[5 empty] | 70.77 | 70.77% | 3.021 | 95.0064 | 70.77%
[5 empty] | 70.78 | 70.78% | 3.0218 | 95.0292 | 70.78%
[5 empty] | 70.79 | 70.79% | 3.0226 | 95.0521 | 70.79%
[5 empty] | 70.8 | 70.8% | 3.0234 | 95.0749 | 70.8%
[5 empty] | 70.81 | 70.81% | 3.0242 | 95.0978 | 70.81%
[5 empty] | 70.82 | 70.82% | 3.025 | 95.1206 | 70.82%
[5 empty] | 70.83 | 70.83% | 3.0258 | 95.1435 | 70.83%
[5 empty] | 70.84 | 70.84% | 3.0266 | 95.1664 | 70.84%
[5 empty] | 70.85 | 70.85% | 3.0274 | 95.1893 | 70.85%
[5 empty] | 70.86 | 70.86% | 3.0282 | 95.2122 | 70.86%
[5 empty] | 70.87 | 70.87% | 3.029 | 95.2351 | 70.87%
[5 empty] | 70.88 | 70.88% | 3.0298 | 95.258 | 70.88%
[5 empty] | 70.89 | 70.89% | 3.0306 | 95.2809 | 70.89%
[5 empty] | 70.9 | 70.9% | 3.0314 | 95.3038 | 70.9%
[5 empty] | 70.91 | 70.91% | 3.0322 | 95.3268 | 70.91%
[5 empty] | 70.92 | 70.92% | 3.033 | 95.3497 | 70.92%
[5 empty] | 70.93 | 70.93% | 3.0338 | 95.3727 | 70.93%
[5 empty] | 70.94 | 70.94% | 3.0346 | 95.3957 | 70.94%
[5 empty] | 70.95 | 70.95% | 3.0354 | 95.4186 | 70.95%
[5 empty] | 70.96 | 70.96% | 3.0362 | 95.4416 | 70.96%
[5 empty] | 70.97 | 70.97% | 3.037 | 95.4646 | 70.97%
[5 empty] | 70.98 | 70.98% | 3.0378 | 95.4876 | 70.98%
[5 empty] | 70.99 | 70.99% | 3.0386 | 95.5106 | 70.99%
[5 empty] | 71 | 71% | 3.0394 | 95.5337 | 71%
[5 empty] | 71.01 | 71.01% | 3.0402 | 95.5567 | 71.01%
[5 empty] | 71.02 | 71.02% | 3.041 | 95.5797 | 71.02%
[5 empty] | 71.03 | 71.03% | 3.0418 | 95.6028 | 71.03%
[5 empty] | 71.04 | 71.04% | 3.0426 | 95.6258 | 71.04%
[5 empty] | 71.05 | 71.05% | 3.0434 | 95.6489 | 71.05%
[5 empty] | 71.06 | 71.06% | 3.0442 | 95.672 | 71.06%
[5 empty] | 71.07 | 71.07% | 3.0451 | 95.695 | 71.07%
[5 empty] | 71.08 | 71.08% | 3.0459 | 95.7181 | 71.08%
[5 empty] | 71.09 | 71.09% | 3.0467 | 95.7412 | 71.09%
[5 empty] | 71.1 | 71.1% | 3.0475 | 95.7643 | 71.1%
[5 empty] | 71.11 | 71.11% | 3.0483 | 95.7875 | 71.11%
[5 empty] | 71.12 | 71.12% | 3.0491 | 95.8106 | 71.12%
[5 empty] | 71.13 | 71.13% | 3.0499 | 95.8337 | 71.13%
[5 empty] | 71.14 | 71.14% | 3.0508 | 95.8569 | 71.14%
[5 empty] | 71.15 | 71.15% | 3.0516 | 95.88 | 71.15%
[5 empty] | 71.16 | 71.16% | 3.0524 | 95.9032 | 71.16%
[5 empty] | 71.17 | 71.17% | 3.0532 | 95.9263 | 71.17%
[5 empty] | 71.18 | 71.18% | 3.054 | 95.9495 | 71.18%
[5 empty] | 71.19 | 71.19% | 3.0549 | 95.9727 | 71.19%
[5 empty] | 71.2 | 71.2% | 3.0557 | 95.9959 | 71.2%
[5 empty] | 71.21 | 71.21% | 3.0565 | 96.0191 | 71.21%
[5 empty] | 71.22 | 71.22% | 3.0573 | 96.0423 | 71.22%
[5 empty] | 71.23 | 71.23% | 3.0582 | 96.0655 | 71.23%
[5 empty] | 71.24 | 71.24% | 3.059 | 96.0888 | 71.24%
[5 empty] | 71.25 | 71.25% | 3.0598 | 96.112 | 71.25%
[5 empty] | 71.26 | 71.26% | 3.0606 | 96.1353 | 71.26%
[5 empty] | 71.27 | 71.27% | 3.0615 | 96.1585 | 71.27%
[5 empty] | 71.28 | 71.28% | 3.0623 | 96.1818 | 71.28%
[5 empty] | 71.29 | 71.29% | 3.0631 | 96.2051 | 71.29%
[5 empty] | 71.3 | 71.3% | 3.064 | 96.2283 | 71.3%
[5 empty] | 71.31 | 71.31% | 3.0648 | 96.2516 | 71.31%
[5 empty] | 71.32 | 71.32% | 3.0656 | 96.2749 | 71.32%
[5 empty] | 71.33 | 71.33% | 3.0665 | 96.2982 | 71.33%
[5 empty] | 71.34 | 71.34% | 3.0673 | 96.3216 | 71.34%
[5 empty] | 71.35 | 71.35% | 3.0681 | 96.3449 | 71.35%
[5 empty] | 71.36 | 71.36% | 3.069 | 96.3682 | 71.36%
[5 empty] | 71.37 | 71.37% | 3.0698 | 96.3916 | 71.37%
[5 empty] | 71.38 | 71.38% | 3.0706 | 96.4149 | 71.38%
[5 empty] | 71.39 | 71.39% | 3.0715 | 96.4383 | 71.39%
[5 empty] | 71.4 | 71.4% | 3.0723 | 96.4616 | 71.4%
[5 empty] | 71.41 | 71.41% | 3.0731 | 96.485 | 71.41%
[5 empty] | 71.42 | 71.42% | 3.074 | 96.5084 | 71.42%
[5 empty] | 71.43 | 71.43% | 3.0748 | 96.5318 | 71.43%
[5 empty] | 71.44 | 71.44% | 3.0757 | 96.5552 | 71.44%
[5 empty] | 71.45 | 71.45% | 3.0765 | 96.5786 | 71.45%
[5 empty] | 71.46 | 71.46% | 3.0773 | 96.6021 | 71.46%
[5 empty] | 71.47 | 71.47% | 3.0782 | 96.6255 | 71.47%
[5 empty] | 71.48 | 71.48% | 3.079 | 96.6489 | 71.48%
[5 empty] | 71.49 | 71.49% | 3.0799 | 96.6724 | 71.49%
[5 empty] | 71.5 | 71.5% | 3.0807 | 96.6958 | 71.5%
[5 empty] | 71.51 | 71.51% | 3.0816 | 96.7193 | 71.51%
[5 empty] | 71.52 | 71.52% | 3.0824 | 96.7428 | 71.52%
[5 empty] | 71.53 | 71.53% | 3.0833 | 96.7663 | 71.53%
[5 empty] | 71.54 | 71.54% | 3.0841 | 96.7898 | 71.54%
[5 empty] | 71.55 | 71.55% | 3.085 | 96.8133 | 71.55%
[5 empty] | 71.56 | 71.56% | 3.0858 | 96.8368 | 71.56%
[5 empty] | 71.57 | 71.57% | 3.0867 | 96.8603 | 71.57%
[5 empty] | 71.58 | 71.58% | 3.0875 | 96.8838 | 71.58%
[5 empty] | 71.59 | 71.59% | 3.0884 | 96.9074 | 71.59%
[5 empty] | 71.6 | 71.6% | 3.0892 | 96.9309 | 71.6%
[5 empty] | 71.61 | 71.61% | 3.0901 | 96.9545 | 71.61%
[5 empty] | 71.62 | 71.62% | 3.0909 | 96.978 | 71.62%
[5 empty] | 71.63 | 71.63% | 3.0918 | 97.0016 | 71.63%
[5 empty] | 71.64 | 71.64% | 3.0927 | 97.0252 | 71.64%
[5 empty] | 71.65 | 71.65% | 3.0935 | 97.0488 | 71.65%
[5 empty] | 71.66 | 71.66% | 3.0944 | 97.0724 | 71.66%
[5 empty] | 71.67 | 71.67% | 3.0952 | 97.096 | 71.67%
[5 empty] | 71.68 | 71.68% | 3.0961 | 97.1196 | 71.68%
[5 empty] | 71.69 | 71.69% | 3.0969 | 97.1432 | 71.69%
[5 empty] | 71.7 | 71.7% | 3.0978 | 97.1668 | 71.7%
[5 empty] | 71.71 | 71.71% | 3.0987 | 97.1905 | 71.71%
[5 empty] | 71.72 | 71.72% | 3.0995 | 97.2141 | 71.72%
[5 empty] | 71.73 | 71.73% | 3.1004 | 97.2378 | 71.73%
[5 empty] | 71.74 | 71.74% | 3.1013 | 97.2615 | 71.74%
[5 empty] | 71.75 | 71.75% | 3.1021 | 97.2851 | 71.75%
[5 empty] | 71.76 | 71.76% | 3.103 | 97.3088 | 71.76%
[5 empty] | 71.77 | 71.77% | 3.1039 | 97.3325 | 71.77%
[5 empty] | 71.78 | 71.78% | 3.1047 | 97.3562 | 71.78%
[5 empty] | 71.79 | 71.79% | 3.1056 | 97.3799 | 71.79%
[5 empty] | 71.8 | 71.8% | 3.1065 | 97.4037 | 71.8%
[5 empty] | 71.81 | 71.81% | 3.1073 | 97.4274 | 71.81%
[5 empty] | 71.82 | 71.82% | 3.1082 | 97.4511 | 71.82%
[5 empty] | 71.83 | 71.83% | 3.1091 | 97.4749 | 71.83%
[5 empty] | 71.84 | 71.84% | 3.11 | 97.4986 | 71.84%
[5 empty] | 71.85 | 71.85% | 3.1108 | 97.5224 | 71.85%
[5 empty] | 71.86 | 71.86% | 3.1117 | 97.5462 | 71.86%
[5 empty] | 71.87 | 71.87% | 3.1126 | 97.57 | 71.87%
[5 empty] | 71.88 | 71.88% | 3.1135 | 97.5938 | 71.88%
[5 empty] | 71.89 | 71.89% | 3.1143 | 97.6176 | 71.89%
[5 empty] | 71.9 | 71.9% | 3.1152 | 97.6414 | 71.9%
[5 empty] | 71.91 | 71.91% | 3.1161 | 97.6652 | 71.91%
[5 empty] | 71.92 | 71.92% | 3.117 | 97.689 | 71.92%
[5 empty] | 71.93 | 71.93% | 3.1179 | 97.7129 | 71.93%
[5 empty] | 71.94 | 71.94% | 3.1187 | 97.7367 | 71.94%
[5 empty] | 71.95 | 71.95% | 3.1196 | 97.7606 | 71.95%
[5 empty] | 71.96 | 71.96% | 3.1205 | 97.7844 | 71.96%
[5 empty] | 71.97 | 71.97% | 3.1214 | 97.8083 | 71.97%
[5 empty] | 71.98 | 71.98% | 3.1223 | 97.8322 | 71.98%
[5 empty] | 71.99 | 71.99% | 3.1232 | 97.8561 | 71.99%
[5 empty] | 72 | 72% | 3.1241 | 97.88 | 72%
[5 empty] | 72.01 | 72.01% | 3.1249 | 97.9039 | 72.01%
[5 empty] | 72.02 | 72.02% | 3.1258 | 97.9278 | 72.02%
[5 empty] | 72.03 | 72.03% | 3.1267 | 97.9517 | 72.03%
[5 empty] | 72.04 | 72.04% | 3.1276 | 97.9756 | 72.04%
[5 empty] | 72.05 | 72.05% | 3.1285 | 97.9996 | 72.05%
[5 empty] | 72.06 | 72.06% | 3.1294 | 98.0235 | 72.06%
[5 empty] | 72.07 | 72.07% | 3.1303 | 98.0475 | 72.07%
[5 empty] | 72.08 | 72.08% | 3.1312 | 98.0715 | 72.08%
[5 empty] | 72.09 | 72.09% | 3.1321 | 98.0954 | 72.09%
[5 empty] | 72.1 | 72.1% | 3.133 | 98.1194 | 72.1%
[5 empty] | 72.11 | 72.11% | 3.1339 | 98.1434 | 72.11%
[5 empty] | 72.12 | 72.12% | 3.1348 | 98.1674 | 72.12%
[5 empty] | 72.13 | 72.13% | 3.1357 | 98.1915 | 72.13%
[5 empty] | 72.14 | 72.14% | 3.1366 | 98.2155 | 72.14%
[5 empty] | 72.15 | 72.15% | 3.1374 | 98.2395 | 72.15%
[5 empty] | 72.16 | 72.16% | 3.1383 | 98.2635 | 72.16%
[5 empty] | 72.17 | 72.17% | 3.1392 | 98.2876 | 72.17%
[5 empty] | 72.18 | 72.18% | 3.1402 | 98.3117 | 72.18%
[5 empty] | 72.19 | 72.19% | 3.1411 | 98.3357 | 72.19%
[5 empty] | 72.2 | 72.2% | 3.142 | 98.3598 | 72.2%
[5 empty] | 72.21 | 72.21% | 3.1429 | 98.3839 | 72.21%
[5 empty] | 72.22 | 72.22% | 3.1438 | 98.408 | 72.22%
[5 empty] | 72.23 | 72.23% | 3.1447 | 98.4321 | 72.23%
[5 empty] | 72.24 | 72.24% | 3.1456 | 98.4562 | 72.24%
[5 empty] | 72.25 | 72.25% | 3.1465 | 98.4803 | 72.25%
[5 empty] | 72.26 | 72.26% | 3.1474 | 98.5044 | 72.26%
[5 empty] | 72.27 | 72.27% | 3.1483 | 98.5286 | 72.27%
[5 empty] | 72.28 | 72.28% | 3.1492 | 98.5527 | 72.28%
[5 empty] | 72.29 | 72.29% | 3.1501 | 98.5769 | 72.29%
[5 empty] | 72.3 | 72.3% | 3.151 | 98.601 | 72.3%
[5 empty] | 72.31 | 72.31% | 3.1519 | 98.6252 | 72.31%
[5 empty] | 72.32 | 72.32% | 3.1529 | 98.6494 | 72.32%
[5 empty] | 72.33 | 72.33% | 3.1538 | 98.6736 | 72.33%
[5 empty] | 72.34 | 72.34% | 3.1547 | 98.6978 | 72.34%
[5 empty] | 72.35 | 72.35% | 3.1556 | 98.722 | 72.35%
[5 empty] | 72.36 | 72.36% | 3.1565 | 98.7462 | 72.36%
[5 empty] | 72.37 | 72.37% | 3.1574 | 98.7704 | 72.37%
[5 empty] | 72.38 | 72.38% | 3.1584 | 98.7947 | 72.38%
[5 empty] | 72.39 | 72.39% | 3.1593 | 98.8189 | 72.39%
[5 empty] | 72.4 | 72.4% | 3.1602 | 98.8432 | 72.4%
[5 empty] | 72.41 | 72.41% | 3.1611 | 98.8674 | 72.41%
[5 empty] | 72.42 | 72.42% | 3.162 | 98.8917 | 72.42%
[5 empty] | 72.43 | 72.43% | 3.163 | 98.916 | 72.43%
[5 empty] | 72.44 | 72.44% | 3.1639 | 98.9403 | 72.44%
[5 empty] | 72.45 | 72.45% | 3.1648 | 98.9646 | 72.45%
[5 empty] | 72.46 | 72.46% | 3.1657 | 98.9889 | 72.46%
[5 empty] | 72.47 | 72.47% | 3.1667 | 99.0132 | 72.47%
[5 empty] | 72.48 | 72.48% | 3.1676 | 99.0375 | 72.48%
[5 empty] | 72.49 | 72.49% | 3.1685 | 99.0619 | 72.49%
[5 empty] | 72.5 | 72.5% | 3.1695 | 99.0862 | 72.5%
[5 empty] | 72.51 | 72.51% | 3.1704 | 99.1105 | 72.51%
[5 empty] | 72.52 | 72.52% | 3.1713 | 99.1349 | 72.52%
[5 empty] | 72.53 | 72.53% | 3.1722 | 99.1593 | 72.53%
[5 empty] | 72.54 | 72.54% | 3.1732 | 99.1837 | 72.54%
[5 empty] | 72.55 | 72.55% | 3.1741 | 99.208 | 72.55%
[5 empty] | 72.56 | 72.56% | 3.175 | 99.2324 | 72.56%
[5 empty] | 72.57 | 72.57% | 3.176 | 99.2568 | 72.57%
[5 empty] | 72.58 | 72.58% | 3.1769 | 99.2813 | 72.58%
[5 empty] | 72.59 | 72.59% | 3.1778 | 99.3057 | 72.59%
[5 empty] | 72.6 | 72.6% | 3.1788 | 99.3301 | 72.6%
[5 empty] | 72.61 | 72.61% | 3.1797 | 99.3545 | 72.61%
[5 empty] | 72.62 | 72.62% | 3.1807 | 99.379 | 72.62%
[5 empty] | 72.63 | 72.63% | 3.1816 | 99.4035 | 72.63%
[5 empty] | 72.64 | 72.64% | 3.1825 | 99.4279 | 72.64%
[5 empty] | 72.65 | 72.65% | 3.1835 | 99.4524 | 72.65%
[5 empty] | 72.66 | 72.66% | 3.1844 | 99.4769 | 72.66%
[5 empty] | 72.67 | 72.67% | 3.1854 | 99.5014 | 72.67%
[5 empty] | 72.68 | 72.68% | 3.1863 | 99.5259 | 72.68%
[5 empty] | 72.69 | 72.69% | 3.1873 | 99.5504 | 72.69%
[5 empty] | 72.7 | 72.7% | 3.1882 | 99.5749 | 72.7%
[5 empty] | 72.71 | 72.71% | 3.1892 | 99.5994 | 72.71%
[5 empty] | 72.72 | 72.72% | 3.1901 | 99.624 | 72.72%
[5 empty] | 72.73 | 72.73% | 3.1911 | 99.6485 | 72.73%
[5 empty] | 72.74 | 72.74% | 3.192 | 99.6731 | 72.74%
[5 empty] | 72.75 | 72.75% | 3.193 | 99.6976 | 72.75%
[5 empty] | 72.76 | 72.76% | 3.1939 | 99.7222 | 72.76%
[5 empty] | 72.77 | 72.77% | 3.1949 | 99.7468 | 72.77%
[5 empty] | 72.78 | 72.78% | 3.1958 | 99.7714 | 72.78%
[5 empty] | 72.79 | 72.79% | 3.1968 | 99.796 | 72.79%
[5 empty] | 72.8 | 72.8% | 3.1977 | 99.8206 | 72.8%
[5 empty] | 72.81 | 72.81% | 3.1987 | 99.8452 | 72.81%
[5 empty] | 72.82 | 72.82% | 3.1996 | 99.8699 | 72.82%
[5 empty] | 72.83 | 72.83% | 3.2006 | 99.8945 | 72.83%
[5 empty] | 72.84 | 72.84% | 3.2015 | 99.9191 | 72.84%
[5 empty] | 72.85 | 72.85% | 3.2025 | 99.9438 | 72.85%
[5 empty] | 72.86 | 72.86% | 3.2035 | 99.9685 | 72.86%
[5 empty] | 72.87 | 72.87% | 3.2044 | 99.9931 | 72.87%
[5 empty] | 72.88 | 72.88% | 3.2054 | 100.0178 | 72.88%
[5 empty] | 72.89 | 72.89% | 3.2064 | 100.0425 | 72.89%
[5 empty] | 72.9 | 72.9% | 3.2073 | 100.0672 | 72.9%
[5 empty] | 72.91 | 72.91% | 3.2083 | 100.0919 | 72.91%
[5 empty] | 72.92 | 72.92% | 3.2092 | 100.1166 | 72.92%
[5 empty] | 72.93 | 72.93% | 3.2102 | 100.1413 | 72.93%
[5 empty] | 72.94 | 72.94% | 3.2112 | 100.1661 | 72.94%
[5 empty] | 72.95 | 72.95% | 3.2122 | 100.1908 | 72.95%
[5 empty] | 72.96 | 72.96% | 3.2131 | 100.2156 | 72.96%
[5 empty] | 72.97 | 72.97% | 3.2141 | 100.2403 | 72.97%
[5 empty] | 72.98 | 72.98% | 3.2151 | 100.2651 | 72.98%
[5 empty] | 72.99 | 72.99% | 3.216 | 100.2899 | 72.99%
[5 empty] | 73 | 73% | 3.217 | 100.3147 | 73%
[5 empty] | 73.01 | 73.01% | 3.218 | 100.3395 | 73.01%
[5 empty] | 73.02 | 73.02% | 3.219 | 100.3643 | 73.02%
[5 empty] | 73.03 | 73.03% | 3.2199 | 100.3891 | 73.03%
[5 empty] | 73.04 | 73.04% | 3.2209 | 100.4139 | 73.04%
[5 empty] | 73.05 | 73.05% | 3.2219 | 100.4388 | 73.05%
[5 empty] | 73.06 | 73.06% | 3.2229 | 100.4636 | 73.06%
[5 empty] | 73.07 | 73.07% | 3.2238 | 100.4884 | 73.07%
[5 empty] | 73.08 | 73.08% | 3.2248 | 100.5133 | 73.08%
[5 empty] | 73.09 | 73.09% | 3.2258 | 100.5382 | 73.09%
[5 empty] | 73.1 | 73.1% | 3.2268 | 100.5631 | 73.1%
[5 empty] | 73.11 | 73.11% | 3.2278 | 100.5879 | 73.11%
[5 empty] | 73.12 | 73.12% | 3.2288 | 100.6128 | 73.12%
[5 empty] | 73.13 | 73.13% | 3.2297 | 100.6377 | 73.13%
[5 empty] | 73.14 | 73.14% | 3.2307 | 100.6627 | 73.14%
[5 empty] | 73.15 | 73.15% | 3.2317 | 100.6876 | 73.15%
[5 empty] | 73.16 | 73.16% | 3.2327 | 100.7125 | 73.16%
[5 empty] | 73.17 | 73.17% | 3.2337 | 100.7375 | 73.17%
[5 empty] | 73.18 | 73.18% | 3.2347 | 100.7624 | 73.18%
[5 empty] | 73.19 | 73.19% | 3.2357 | 100.7874 | 73.19%
[5 empty] | 73.2 | 73.2% | 3.2367 | 100.8123 | 73.2%
[5 empty] | 73.21 | 73.21% | 3.2376 | 100.8373 | 73.21%
[5 empty] | 73.22 | 73.22% | 3.2386 | 100.8623 | 73.22%
[5 empty] | 73.23 | 73.23% | 3.2396 | 100.8873 | 73.23%
[5 empty] | 73.24 | 73.24% | 3.2406 | 100.9123 | 73.24%
[5 empty] | 73.25 | 73.25% | 3.2416 | 100.9373 | 73.25%
[5 empty] | 73.26 | 73.26% | 3.2426 | 100.9623 | 73.26%
[5 empty] | 73.27 | 73.27% | 3.2436 | 100.9874 | 73.27%
[5 empty] | 73.28 | 73.28% | 3.2446 | 101.0124 | 73.28%
[5 empty] | 73.29 | 73.29% | 3.2456 | 101.0374 | 73.29%
[5 empty] | 73.3 | 73.3% | 3.2466 | 101.0625 | 73.3%
[5 empty] | 73.31 | 73.31% | 3.2476 | 101.0876 | 73.31%
[5 empty] | 73.32 | 73.32% | 3.2486 | 101.1126 | 73.32%
[5 empty] | 73.33 | 73.33% | 3.2496 | 101.1377 | 73.33%
[5 empty] | 73.34 | 73.34% | 3.2506 | 101.1628 | 73.34%
[5 empty] | 73.35 | 73.35% | 3.2516 | 101.1879 | 73.35%
[5 empty] | 73.36 | 73.36% | 3.2526 | 101.213 | 73.36%
[5 empty] | 73.37 | 73.37% | 3.2536 | 101.2381 | 73.37%
[5 empty] | 73.38 | 73.38% | 3.2546 | 101.2633 | 73.38%
[5 empty] | 73.39 | 73.39% | 3.2557 | 101.2884 | 73.39%
[5 empty] | 73.4 | 73.4% | 3.2567 | 101.3136 | 73.4%
[5 empty] | 73.41 | 73.41% | 3.2577 | 101.3387 | 73.41%
[5 empty] | 73.42 | 73.42% | 3.2587 | 101.3639 | 73.42%
[5 empty] | 73.43 | 73.43% | 3.2597 | 101.3891 | 73.43%
[5 empty] | 73.44 | 73.44% | 3.2607 | 101.4142 | 73.44%
[5 empty] | 73.45 | 73.45% | 3.2617 | 101.4394 | 73.45%
[5 empty] | 73.46 | 73.46% | 3.2627 | 101.4646 | 73.46%
[5 empty] | 73.47 | 73.47% | 3.2638 | 101.4898 | 73.47%
[5 empty] | 73.48 | 73.48% | 3.2648 | 101.5151 | 73.48%
[5 empty] | 73.49 | 73.49% | 3.2658 | 101.5403 | 73.49%
[5 empty] | 73.5 | 73.5% | 3.2668 | 101.5655 | 73.5%
[5 empty] | 73.51 | 73.51% | 3.2678 | 101.5908 | 73.51%
[5 empty] | 73.52 | 73.52% | 3.2688 | 101.616 | 73.52%
[5 empty] | 73.53 | 73.53% | 3.2699 | 101.6413 | 73.53%
[5 empty] | 73.54 | 73.54% | 3.2709 | 101.6666 | 73.54%
[5 empty] | 73.55 | 73.55% | 3.2719 | 101.6918 | 73.55%
[5 empty] | 73.56 | 73.56% | 3.2729 | 101.7171 | 73.56%
[5 empty] | 73.57 | 73.57% | 3.274 | 101.7424 | 73.57%
[5 empty] | 73.58 | 73.58% | 3.275 | 101.7677 | 73.58%
[5 empty] | 73.59 | 73.59% | 3.276 | 101.7931 | 73.59%
[5 empty] | 73.6 | 73.6% | 3.277 | 101.8184 | 73.6%
[5 empty] | 73.61 | 73.61% | 3.2781 | 101.8437 | 73.61%
[5 empty] | 73.62 | 73.62% | 3.2791 | 101.8691 | 73.62%
[5 empty] | 73.63 | 73.63% | 3.2801 | 101.8944 | 73.63%
[5 empty] | 73.64 | 73.64% | 3.2812 | 101.9198 | 73.64%
[5 empty] | 73.65 | 73.65% | 3.2822 | 101.9452 | 73.65%
[5 empty] | 73.66 | 73.66% | 3.2832 | 101.9705 | 73.66%
[5 empty] | 73.67 | 73.67% | 3.2843 | 101.9959 | 73.67%
[5 empty] | 73.68 | 73.68% | 3.2853 | 102.0213 | 73.68%
[5 empty] | 73.69 | 73.69% | 3.2863 | 102.0467 | 73.69%
[5 empty] | 73.7 | 73.7% | 3.2874 | 102.0722 | 73.7%
[5 empty] | 73.71 | 73.71% | 3.2884 | 102.0976 | 73.71%
[5 empty] | 73.72 | 73.72% | 3.2894 | 102.123 | 73.72%
[5 empty] | 73.73 | 73.73% | 3.2905 | 102.1485 | 73.73%
[5 empty] | 73.74 | 73.74% | 3.2915 | 102.1739 | 73.74%
[5 empty] | 73.75 | 73.75% | 3.2926 | 102.1994 | 73.75%
[5 empty] | 73.76 | 73.76% | 3.2936 | 102.2248 | 73.76%
[5 empty] | 73.77 | 73.77% | 3.2947 | 102.2503 | 73.77%
[5 empty] | 73.78 | 73.78% | 3.2957 | 102.2758 | 73.78%
[5 empty] | 73.79 | 73.79% | 3.2967 | 102.3013 | 73.79%
[5 empty] | 73.8 | 73.8% | 3.2978 | 102.3268 | 73.8%
[5 empty] | 73.81 | 73.81% | 3.2988 | 102.3523 | 73.81%
[5 empty] | 73.82 | 73.82% | 3.2999 | 102.3779 | 73.82%
[5 empty] | 73.83 | 73.83% | 3.3009 | 102.4034 | 73.83%
[5 empty] | 73.84 | 73.84% | 3.302 | 102.4289 | 73.84%
[5 empty] | 73.85 | 73.85% | 3.303 | 102.4545 | 73.85%
[5 empty] | 73.86 | 73.86% | 3.3041 | 102.4801 | 73.86%
[5 empty] | 73.87 | 73.87% | 3.3051 | 102.5056 | 73.87%
[5 empty] | 73.88 | 73.88% | 3.3062 | 102.5312 | 73.88%
[5 empty] | 73.89 | 73.89% | 3.3073 | 102.5568 | 73.89%
[5 empty] | 73.9 | 73.9% | 3.3083 | 102.5824 | 73.9%
[5 empty] | 73.91 | 73.91% | 3.3094 | 102.608 | 73.91%
[5 empty] | 73.92 | 73.92% | 3.3104 | 102.6336 | 73.92%
[5 empty] | 73.93 | 73.93% | 3.3115 | 102.6592 | 73.93%
[5 empty] | 73.94 | 73.94% | 3.3125 | 102.6849 | 73.94%
[5 empty] | 73.95 | 73.95% | 3.3136 | 102.7105 | 73.95%
[5 empty] | 73.96 | 73.96% | 3.3147 | 102.7362 | 73.96%
[5 empty] | 73.97 | 73.97% | 3.3157 | 102.7618 | 73.97%
[5 empty] | 73.98 | 73.98% | 3.3168 | 102.7875 | 73.98%
[5 empty] | 73.99 | 73.99% | 3.3179 | 102.8132 | 73.99%
[5 empty] | 74 | 74% | 3.3189 | 102.8389 | 74%
[5 empty] | 74.01 | 74.01% | 3.32 | 102.8645 | 74.01%
[5 empty] | 74.02 | 74.02% | 3.3211 | 102.8903 | 74.02%
[5 empty] | 74.03 | 74.03% | 3.3221 | 102.916 | 74.03%
[5 empty] | 74.04 | 74.04% | 3.3232 | 102.9417 | 74.04%
[5 empty] | 74.05 | 74.05% | 3.3243 | 102.9674 | 74.05%
[5 empty] | 74.06 | 74.06% | 3.3253 | 102.9932 | 74.06%
[5 empty] | 74.07 | 74.07% | 3.3264 | 103.0189 | 74.07%
[5 empty] | 74.08 | 74.08% | 3.3275 | 103.0447 | 74.08%
[5 empty] | 74.09 | 74.09% | 3.3286 | 103.0704 | 74.09%
[5 empty] | 74.1 | 74.1% | 3.3296 | 103.0962 | 74.1%
[5 empty] | 74.11 | 74.11% | 3.3307 | 103.122 | 74.11%
[5 empty] | 74.12 | 74.12% | 3.3318 | 103.1478 | 74.12%
[5 empty] | 74.13 | 74.13% | 3.3329 | 103.1736 | 74.13%
[5 empty] | 74.14 | 74.14% | 3.334 | 103.1994 | 74.14%
[5 empty] | 74.15 | 74.15% | 3.335 | 103.2252 | 74.15%
[5 empty] | 74.16 | 74.16% | 3.3361 | 103.2511 | 74.16%
[5 empty] | 74.17 | 74.17% | 3.3372 | 103.2769 | 74.17%
[5 empty] | 74.18 | 74.18% | 3.3383 | 103.3028 | 74.18%
[5 empty] | 74.19 | 74.19% | 3.3394 | 103.3286 | 74.19%
[5 empty] | 74.2 | 74.2% | 3.3404 | 103.3545 | 74.2%
[5 empty] | 74.21 | 74.21% | 3.3415 | 103.3804 | 74.21%
[5 empty] | 74.22 | 74.22% | 3.3426 | 103.4063 | 74.22%
[5 empty] | 74.23 | 74.23% | 3.3437 | 103.4322 | 74.23%
[5 empty] | 74.24 | 74.24% | 3.3448 | 103.4581 | 74.24%
[5 empty] | 74.25 | 74.25% | 3.3459 | 103.484 | 74.25%
[5 empty] | 74.26 | 74.26% | 3.347 | 103.5099 | 74.26%
[5 empty] | 74.27 | 74.27% | 3.3481 | 103.5358 | 74.27%
[5 empty] | 74.28 | 74.28% | 3.3492 | 103.5618 | 74.28%
[5 empty] | 74.29 | 74.29% | 3.3503 | 103.5877 | 74.29%
[5 empty] | 74.3 | 74.3% | 3.3514 | 103.6137 | 74.3%
[5 empty] | 74.31 | 74.31% | 3.3524 | 103.6396 | 74.31%
[5 empty] | 74.32 | 74.32% | 3.3535 | 103.6656 | 74.32%
[5 empty] | 74.33 | 74.33% | 3.3546 | 103.6916 | 74.33%
[5 empty] | 74.34 | 74.34% | 3.3557 | 103.7176 | 74.34%
[5 empty] | 74.35 | 74.35% | 3.3568 | 103.7436 | 74.35%
[5 empty] | 74.36 | 74.36% | 3.3579 | 103.7696 | 74.36%
[5 empty] | 74.37 | 74.37% | 3.359 | 103.7956 | 74.37%
[5 empty] | 74.38 | 74.38% | 3.3601 | 103.8217 | 74.38%
[5 empty] | 74.39 | 74.39% | 3.3613 | 103.8477 | 74.39%
[5 empty] | 74.4 | 74.4% | 3.3624 | 103.8738 | 74.4%
[5 empty] | 74.41 | 74.41% | 3.3635 | 103.8998 | 74.41%
[5 empty] | 74.42 | 74.42% | 3.3646 | 103.9259 | 74.42%
[5 empty] | 74.43 | 74.43% | 3.3657 | 103.952 | 74.43%
[5 empty] | 74.44 | 74.44% | 3.3668 | 103.978 | 74.44%
[5 empty] | 74.45 | 74.45% | 3.3679 | 104.0041 | 74.45%
[5 empty] | 74.46 | 74.46% | 3.369 | 104.0302 | 74.46%
[5 empty] | 74.47 | 74.47% | 3.3701 | 104.0564 | 74.47%
[5 empty] | 74.48 | 74.48% | 3.3712 | 104.0825 | 74.48%
[5 empty] | 74.49 | 74.49% | 3.3723 | 104.1086 | 74.49%
[5 empty] | 74.5 | 74.5% | 3.3735 | 104.1347 | 74.5%
[5 empty] | 74.51 | 74.51% | 3.3746 | 104.1609 | 74.51%
[5 empty] | 74.52 | 74.52% | 3.3757 | 104.187 | 74.52%
[5 empty] | 74.53 | 74.53% | 3.3768 | 104.2132 | 74.53%
[5 empty] | 74.54 | 74.54% | 3.3779 | 104.2394 | 74.54%
[5 empty] | 74.55 | 74.55% | 3.3791 | 104.2656 | 74.55%
[5 empty] | 74.56 | 74.56% | 3.3802 | 104.2918 | 74.56%
[5 empty] | 74.57 | 74.57% | 3.3813 | 104.318 | 74.57%
[5 empty] | 74.58 | 74.58% | 3.3824 | 104.3442 | 74.58%
[5 empty] | 74.59 | 74.59% | 3.3835 | 104.3704 | 74.59%
[5 empty] | 74.6 | 74.6% | 3.3847 | 104.3966 | 74.6%
[5 empty] | 74.61 | 74.61% | 3.3858 | 104.4229 | 74.61%
[5 empty] | 74.62 | 74.62% | 3.3869 | 104.4491 | 74.62%
[5 empty] | 74.63 | 74.63% | 3.388 | 104.4754 | 74.63%
[5 empty] | 74.64 | 74.64% | 3.3892 | 104.5016 | 74.64%
[5 empty] | 74.65 | 74.65% | 3.3903 | 104.5279 | 74.65%
[5 empty] | 74.66 | 74.66% | 3.3914 | 104.5542 | 74.66%
[5 empty] | 74.67 | 74.67% | 3.3926 | 104.5805 | 74.67%
[5 empty] | 74.68 | 74.68% | 3.3937 | 104.6068 | 74.68%
[5 empty] | 74.69 | 74.69% | 3.3948 | 104.6331 | 74.69%
[5 empty] | 74.7 | 74.7% | 3.396 | 104.6594 | 74.7%
[5 empty] | 74.71 | 74.71% | 3.3971 | 104.6858 | 74.71%
[5 empty] | 74.72 | 74.72% | 3.3982 | 104.7121 | 74.72%
[5 empty] | 74.73 | 74.73% | 3.3994 | 104.7384 | 74.73%
[5 empty] | 74.74 | 74.74% | 3.4005 | 104.7648 | 74.74%
[5 empty] | 74.75 | 74.75% | 3.4017 | 104.7912 | 74.75%
[5 empty] | 74.76 | 74.76% | 3.4028 | 104.8175 | 74.76%
[5 empty] | 74.77 | 74.77% | 3.4039 | 104.8439 | 74.77%
[5 empty] | 74.78 | 74.78% | 3.4051 | 104.8703 | 74.78%
[5 empty] | 74.79 | 74.79% | 3.4062 | 104.8967 | 74.79%
[5 empty] | 74.8 | 74.8% | 3.4074 | 104.9231 | 74.8%
[5 empty] | 74.81 | 74.81% | 3.4085 | 104.9496 | 74.81%
[5 empty] | 74.82 | 74.82% | 3.4097 | 104.976 | 74.82%
[5 empty] | 74.83 | 74.83% | 3.4108 | 105.0024 | 74.83%
[5 empty] | 74.84 | 74.84% | 3.412 | 105.0289 | 74.84%
[5 empty] | 74.85 | 74.85% | 3.4131 | 105.0553 | 74.85%
[5 empty] | 74.86 | 74.86% | 3.4143 | 105.0818 | 74.86%
[5 empty] | 74.87 | 74.87% | 3.4154 | 105.1083 | 74.87%
[5 empty] | 74.88 | 74.88% | 3.4166 | 105.1348 | 74.88%
[5 empty] | 74.89 | 74.89% | 3.4177 | 105.1612 | 74.89%
[5 empty] | 74.9 | 74.9% | 3.4189 | 105.1877 | 74.9%
[5 empty] | 74.91 | 74.91% | 3.42 | 105.2143 | 74.91%
[5 empty] | 74.92 | 74.92% | 3.4212 | 105.2408 | 74.92%
[5 empty] | 74.93 | 74.93% | 3.4224 | 105.2673 | 74.93%
[5 empty] | 74.94 | 74.94% | 3.4235 | 105.2938 | 74.94%
[5 empty] | 74.95 | 74.95% | 3.4247 | 105.3204 | 74.95%
[5 empty] | 74.96 | 74.96% | 3.4258 | 105.347 | 74.96%
[5 empty] | 74.97 | 74.97% | 3.427 | 105.3735 | 74.97%
[5 empty] | 74.98 | 74.98% | 3.4282 | 105.4001 | 74.98%
[5 empty] | 74.99 | 74.99% | 3.4293 | 105.4267 | 74.99%
[5 empty] | 75 | 75% | 3.4305 | 105.4533 | 75%
[5 empty] | 75.01 | 75.01% | 3.4317 | 105.4799 | 75.01%
[5 empty] | 75.02 | 75.02% | 3.4328 | 105.5065 | 75.02%
[5 empty] | 75.03 | 75.03% | 3.434 | 105.5331 | 75.03%
[5 empty] | 75.04 | 75.04% | 3.4352 | 105.5597 | 75.04%
[5 empty] | 75.05 | 75.05% | 3.4363 | 105.5864 | 75.05%
[5 empty] | 75.06 | 75.06% | 3.4375 | 105.613 | 75.06%
[5 empty] | 75.07 | 75.07% | 3.4387 | 105.6397 | 75.07%
[5 empty] | 75.08 | 75.08% | 3.4399 | 105.6663 | 75.08%
[5 empty] | 75.09 | 75.09% | 3.441 | 105.693 | 75.09%
[5 empty] | 75.1 | 75.1% | 3.4422 | 105.7197 | 75.1%
[5 empty] | 75.11 | 75.11% | 3.4434 | 105.7464 | 75.11%
[5 empty] | 75.12 | 75.12% | 3.4446 | 105.7731 | 75.12%
[5 empty] | 75.13 | 75.13% | 3.4457 | 105.7998 | 75.13%
[5 empty] | 75.14 | 75.14% | 3.4469 | 105.8265 | 75.14%
[5 empty] | 75.15 | 75.15% | 3.4481 | 105.8532 | 75.15%
[5 empty] | 75.16 | 75.16% | 3.4493 | 105.88 | 75.16%
[5 empty] | 75.17 | 75.17% | 3.4505 | 105.9067 | 75.17%
[5 empty] | 75.18 | 75.18% | 3.4517 | 105.9335 | 75.18%
[5 empty] | 75.19 | 75.19% | 3.4528 | 105.9603 | 75.19%
[5 empty] | 75.2 | 75.2% | 3.454 | 105.987 | 75.2%
[5 empty] | 75.21 | 75.21% | 3.4552 | 106.0138 | 75.21%
[5 empty] | 75.22 | 75.22% | 3.4564 | 106.0406 | 75.22%
[5 empty] | 75.23 | 75.23% | 3.4576 | 106.0674 | 75.23%
[5 empty] | 75.24 | 75.24% | 3.4588 | 106.0942 | 75.24%
[5 empty] | 75.25 | 75.25% | 3.46 | 106.121 | 75.25%
[5 empty] | 75.26 | 75.26% | 3.4612 | 106.1479 | 75.26%
[5 empty] | 75.27 | 75.27% | 3.4624 | 106.1747 | 75.27%
[5 empty] | 75.28 | 75.28% | 3.4636 | 106.2016 | 75.28%
[5 empty] | 75.29 | 75.29% | 3.4648 | 106.2284 | 75.29%
[5 empty] | 75.3 | 75.3% | 3.466 | 106.2553 | 75.3%
[5 empty] | 75.31 | 75.31% | 3.4672 | 106.2821 | 75.31%
[5 empty] | 75.32 | 75.32% | 3.4684 | 106.309 | 75.32%
[5 empty] | 75.33 | 75.33% | 3.4696 | 106.3359 | 75.33%
[5 empty] | 75.34 | 75.34% | 3.4708 | 106.3628 | 75.34%
[5 empty] | 75.35 | 75.35% | 3.472 | 106.3897 | 75.35%
[5 empty] | 75.36 | 75.36% | 3.4732 | 106.4167 | 75.36%
[5 empty] | 75.37 | 75.37% | 3.4744 | 106.4436 | 75.37%
[5 empty] | 75.38 | 75.38% | 3.4756 | 106.4705 | 75.38%
[5 empty] | 75.39 | 75.39% | 3.4768 | 106.4975 | 75.39%
[5 empty] | 75.4 | 75.4% | 3.478 | 106.5244 | 75.4%
[5 empty] | 75.41 | 75.41% | 3.4792 | 106.5514 | 75.41%
[5 empty] | 75.42 | 75.42% | 3.4804 | 106.5784 | 75.42%
[5 empty] | 75.43 | 75.43% | 3.4816 | 106.6053 | 75.43%
[5 empty] | 75.44 | 75.44% | 3.4828 | 106.6323 | 75.44%
[5 empty] | 75.45 | 75.45% | 3.484 | 106.6593 | 75.45%
[5 empty] | 75.46 | 75.46% | 3.4853 | 106.6864 | 75.46%
[5 empty] | 75.47 | 75.47% | 3.4865 | 106.7134 | 75.47%
[5 empty] | 75.48 | 75.48% | 3.4877 | 106.7404 | 75.48%
[5 empty] | 75.49 | 75.49% | 3.4889 | 106.7674 | 75.49%
[5 empty] | 75.5 | 75.5% | 3.4901 | 106.7945 | 75.5%
[5 empty] | 75.51 | 75.51% | 3.4913 | 106.8215 | 75.51%
[5 empty] | 75.52 | 75.52% | 3.4926 | 106.8486 | 75.52%
[5 empty] | 75.53 | 75.53% | 3.4938 | 106.8757 | 75.53%
[5 empty] | 75.54 | 75.54% | 3.495 | 106.9028 | 75.54%
[5 empty] | 75.55 | 75.55% | 3.4962 | 106.9299 | 75.55%
[5 empty] | 75.56 | 75.56% | 3.4975 | 106.957 | 75.56%
[5 empty] | 75.57 | 75.57% | 3.4987 | 106.9841 | 75.57%
[5 empty] | 75.58 | 75.58% | 3.4999 | 107.0112 | 75.58%
[5 empty] | 75.59 | 75.59% | 3.5011 | 107.0383 | 75.59%
[5 empty] | 75.6 | 75.6% | 3.5024 | 107.0655 | 75.6%
[5 empty] | 75.61 | 75.61% | 3.5036 | 107.0926 | 75.61%
[5 empty] | 75.62 | 75.62% | 3.5048 | 107.1198 | 75.62%
[5 empty] | 75.63 | 75.63% | 3.5061 | 107.1469 | 75.63%
[5 empty] | 75.64 | 75.64% | 3.5073 | 107.1741 | 75.64%
[5 empty] | 75.65 | 75.65% | 3.5085 | 107.2013 | 75.65%
[5 empty] | 75.66 | 75.66% | 3.5098 | 107.2285 | 75.66%
[5 empty] | 75.67 | 75.67% | 3.511 | 107.2557 | 75.67%
[5 empty] | 75.68 | 75.68% | 3.5122 | 107.2829 | 75.68%
[5 empty] | 75.69 | 75.69% | 3.5135 | 107.3101 | 75.69%
[5 empty] | 75.7 | 75.7% | 3.5147 | 107.3373 | 75.7%
[5 empty] | 75.71 | 75.71% | 3.516 | 107.3646 | 75.71%
[5 empty] | 75.72 | 75.72% | 3.5172 | 107.3918 | 75.72%
[5 empty] | 75.73 | 75.73% | 3.5184 | 107.4191 | 75.73%
[5 empty] | 75.74 | 75.74% | 3.5197 | 107.4463 | 75.74%
[5 empty] | 75.75 | 75.75% | 3.5209 | 107.4736 | 75.75%
[5 empty] | 75.76 | 75.76% | 3.5222 | 107.5009 | 75.76%
[5 empty] | 75.77 | 75.77% | 3.5234 | 107.5282 | 75.77%
[5 empty] | 75.78 | 75.78% | 3.5247 | 107.5555 | 75.78%
[5 empty] | 75.79 | 75.79% | 3.5259 | 107.5828 | 75.79%
[5 empty] | 75.8 | 75.8% | 3.5272 | 107.6101 | 75.8%
[5 empty] | 75.81 | 75.81% | 3.5284 | 107.6375 | 75.81%
[5 empty] | 75.82 | 75.82% | 3.5297 | 107.6648 | 75.82%
[5 empty] | 75.83 | 75.83% | 3.5309 | 107.6921 | 75.83%
[5 empty] | 75.84 | 75.84% | 3.5322 | 107.7195 | 75.84%
[5 empty] | 75.85 | 75.85% | 3.5334 | 107.7469 | 75.85%
[5 empty] | 75.86 | 75.86% | 3.5347 | 107.7742 | 75.86%
[5 empty] | 75.87 | 75.87% | 3.536 | 107.8016 | 75.87%
[5 empty] | 75.88 | 75.88% | 3.5372 | 107.829 | 75.88%
[5 empty] | 75.89 | 75.89% | 3.5385 | 107.8564 | 75.89%
[5 empty] | 75.9 | 75.9% | 3.5397 | 107.8838 | 75.9%
[5 empty] | 75.91 | 75.91% | 3.541 | 107.9112 | 75.91%
[5 empty] | 75.92 | 75.92% | 3.5423 | 107.9387 | 75.92%
[5 empty] | 75.93 | 75.93% | 3.5435 | 107.9661 | 75.93%
[5 empty] | 75.94 | 75.94% | 3.5448 | 107.9936 | 75.94%
[5 empty] | 75.95 | 75.95% | 3.5461 | 108.021 | 75.95%
[5 empty] | 75.96 | 75.96% | 3.5473 | 108.0485 | 75.96%
[5 empty] | 75.97 | 75.97% | 3.5486 | 108.076 | 75.97%
[5 empty] | 75.98 | 75.98% | 3.5499 | 108.1034 | 75.98%
[5 empty] | 75.99 | 75.99% | 3.5511 | 108.1309 | 75.99%
[5 empty] | 76 | 76% | 3.5524 | 108.1584 | 76%
[5 empty] | 76.01 | 76.01% | 3.5537 | 108.1859 | 76.01%
[5 empty] | 76.02 | 76.02% | 3.555 | 108.2135 | 76.02%
[5 empty] | 76.03 | 76.03% | 3.5562 | 108.241 | 76.03%
[5 empty] | 76.04 | 76.04% | 3.5575 | 108.2685 | 76.04%
[5 empty] | 76.05 | 76.05% | 3.5588 | 108.2961 | 76.05%
[5 empty] | 76.06 | 76.06% | 3.5601 | 108.3236 | 76.06%
[5 empty] | 76.07 | 76.07% | 3.5614 | 108.3512 | 76.07%
[5 empty] | 76.08 | 76.08% | 3.5626 | 108.3788 | 76.08%
[5 empty] | 76.09 | 76.09% | 3.5639 | 108.4064 | 76.09%
[5 empty] | 76.1 | 76.1% | 3.5652 | 108.434 | 76.1%
[5 empty] | 76.11 | 76.11% | 3.5665 | 108.4616 | 76.11%
[5 empty] | 76.12 | 76.12% | 3.5678 | 108.4892 | 76.12%
[5 empty] | 76.13 | 76.13% | 3.5691 | 108.5168 | 76.13%
[5 empty] | 76.14 | 76.14% | 3.5704 | 108.5444 | 76.14%
[5 empty] | 76.15 | 76.15% | 3.5716 | 108.5721 | 76.15%
[5 empty] | 76.16 | 76.16% | 3.5729 | 108.5997 | 76.16%
[5 empty] | 76.17 | 76.17% | 3.5742 | 108.6274 | 76.17%
[5 empty] | 76.18 | 76.18% | 3.5755 | 108.655 | 76.18%
[5 empty] | 76.19 | 76.19% | 3.5768 | 108.6827 | 76.19%
[5 empty] | 76.2 | 76.2% | 3.5781 | 108.7104 | 76.2%
[5 empty] | 76.21 | 76.21% | 3.5794 | 108.7381 | 76.21%
[5 empty] | 76.22 | 76.22% | 3.5807 | 108.7658 | 76.22%
[5 empty] | 76.23 | 76.23% | 3.582 | 108.7935 | 76.23%
[5 empty] | 76.24 | 76.24% | 3.5833 | 108.8212 | 76.24%
[5 empty] | 76.25 | 76.25% | 3.5846 | 108.8489 | 76.25%
[5 empty] | 76.26 | 76.26% | 3.5859 | 108.8767 | 76.26%
[5 empty] | 76.27 | 76.27% | 3.5872 | 108.9044 | 76.27%
[5 empty] | 76.28 | 76.28% | 3.5885 | 108.9322 | 76.28%
[5 empty] | 76.29 | 76.29% | 3.5898 | 108.9599 | 76.29%
[5 empty] | 76.3 | 76.3% | 3.5911 | 108.9877 | 76.3%
[5 empty] | 76.31 | 76.31% | 3.5924 | 109.0155 | 76.31%
[5 empty] | 76.32 | 76.32% | 3.5937 | 109.0433 | 76.32%
[5 empty] | 76.33 | 76.33% | 3.595 | 109.0711 | 76.33%
[5 empty] | 76.34 | 76.34% | 3.5964 | 109.0989 | 76.34%
[5 empty] | 76.35 | 76.35% | 3.5977 | 109.1267 | 76.35%
[5 empty] | 76.36 | 76.36% | 3.599 | 109.1546 | 76.36%
[5 empty] | 76.37 | 76.37% | 3.6003 | 109.1824 | 76.37%
[5 empty] | 76.38 | 76.38% | 3.6016 | 109.2102 | 76.38%
[5 empty] | 76.39 | 76.39% | 3.6029 | 109.2381 | 76.39%
[5 empty] | 76.4 | 76.4% | 3.6042 | 109.266 | 76.4%
[5 empty] | 76.41 | 76.41% | 3.6056 | 109.2938 | 76.41%
[5 empty] | 76.42 | 76.42% | 3.6069 | 109.3217 | 76.42%
[5 empty] | 76.43 | 76.43% | 3.6082 | 109.3496 | 76.43%
[5 empty] | 76.44 | 76.44% | 3.6095 | 109.3775 | 76.44%
[5 empty] | 76.45 | 76.45% | 3.6108 | 109.4054 | 76.45%
[5 empty] | 76.46 | 76.46% | 3.6122 | 109.4334 | 76.46%
[5 empty] | 76.47 | 76.47% | 3.6135 | 109.4613 | 76.47%
[5 empty] | 76.48 | 76.48% | 3.6148 | 109.4892 | 76.48%
[5 empty] | 76.49 | 76.49% | 3.6161 | 109.5172 | 76.49%
[5 empty] | 76.5 | 76.5% | 3.6175 | 109.5451 | 76.5%
[5 empty] | 76.51 | 76.51% | 3.6188 | 109.5731 | 76.51%
[5 empty] | 76.52 | 76.52% | 3.6201 | 109.6011 | 76.52%
[5 empty] | 76.53 | 76.53% | 3.6215 | 109.6291 | 76.53%
[5 empty] | 76.54 | 76.54% | 3.6228 | 109.657 | 76.54%
[5 empty] | 76.55 | 76.55% | 3.6241 | 109.685 | 76.55%
[5 empty] | 76.56 | 76.56% | 3.6255 | 109.7131 | 76.56%
[5 empty] | 76.57 | 76.57% | 3.6268 | 109.7411 | 76.57%
[5 empty] | 76.58 | 76.58% | 3.6282 | 109.7691 | 76.58%
[5 empty] | 76.59 | 76.59% | 3.6295 | 109.7971 | 76.59%
[5 empty] | 76.6 | 76.6% | 3.6308 | 109.8252 | 76.6%
[5 empty] | 76.61 | 76.61% | 3.6322 | 109.8533 | 76.61%
[5 empty] | 76.62 | 76.62% | 3.6335 | 109.8813 | 76.62%
[5 empty] | 76.63 | 76.63% | 3.6349 | 109.9094 | 76.63%
[5 empty] | 76.64 | 76.64% | 3.6362 | 109.9375 | 76.64%
[5 empty] | 76.65 | 76.65% | 3.6375 | 109.9656 | 76.65%
[5 empty] | 76.66 | 76.66% | 3.6389 | 109.9937 | 76.66%
[5 empty] | 76.67 | 76.67% | 3.6402 | 110.0218 | 76.67%
[5 empty] | 76.68 | 76.68% | 3.6416 | 110.0499 | 76.68%
[5 empty] | 76.69 | 76.69% | 3.6429 | 110.078 | 76.69%
[5 empty] | 76.7 | 76.7% | 3.6443 | 110.1062 | 76.7%
[5 empty] | 76.71 | 76.71% | 3.6457 | 110.1343 | 76.71%
[5 empty] | 76.72 | 76.72% | 3.647 | 110.1625 | 76.72%
[5 empty] | 76.73 | 76.73% | 3.6484 | 110.1906 | 76.73%
[5 empty] | 76.74 | 76.74% | 3.6497 | 110.2188 | 76.74%
[5 empty] | 76.75 | 76.75% | 3.6511 | 110.247 | 76.75%
[5 empty] | 76.76 | 76.76% | 3.6524 | 110.2752 | 76.76%
[5 empty] | 76.77 | 76.77% | 3.6538 | 110.3034 | 76.77%
[5 empty] | 76.78 | 76.78% | 3.6552 | 110.3316 | 76.78%
[5 empty] | 76.79 | 76.79% | 3.6565 | 110.3598 | 76.79%
[5 empty] | 76.8 | 76.8% | 3.6579 | 110.3881 | 76.8%
[5 empty] | 76.81 | 76.81% | 3.6592 | 110.4163 | 76.81%
[5 empty] | 76.82 | 76.82% | 3.6606 | 110.4445 | 76.82%
[5 empty] | 76.83 | 76.83% | 3.662 | 110.4728 | 76.83%
[5 empty] | 76.84 | 76.84% | 3.6633 | 110.5011 | 76.84%
[5 empty] | 76.85 | 76.85% | 3.6647 | 110.5293 | 76.85%
[5 empty] | 76.86 | 76.86% | 3.6661 | 110.5576 | 76.86%
[5 empty] | 76.87 | 76.87% | 3.6675 | 110.5859 | 76.87%
[5 empty] | 76.88 | 76.88% | 3.6688 | 110.6142 | 76.88%
[5 empty] | 76.89 | 76.89% | 3.6702 | 110.6425 | 76.89%
[5 empty] | 76.9 | 76.9% | 3.6716 | 110.6709 | 76.9%
[5 empty] | 76.91 | 76.91% | 3.673 | 110.6992 | 76.91%
[5 empty] | 76.92 | 76.92% | 3.6743 | 110.7275 | 76.92%
[5 empty] | 76.93 | 76.93% | 3.6757 | 110.7559 | 76.93%
[5 empty] | 76.94 | 76.94% | 3.6771 | 110.7842 | 76.94%
[5 empty] | 76.95 | 76.95% | 3.6785 | 110.8126 | 76.95%
[5 empty] | 76.96 | 76.96% | 3.6799 | 110.841 | 76.96%
[5 empty] | 76.97 | 76.97% | 3.6812 | 110.8694 | 76.97%
[5 empty] | 76.98 | 76.98% | 3.6826 | 110.8977 | 76.98%
[5 empty] | 76.99 | 76.99% | 3.684 | 110.9262 | 76.99%
[5 empty] | 77 | 77% | 3.6854 | 110.9546 | 77%
[5 empty] | 77.01 | 77.01% | 3.6868 | 110.983 | 77.01%
[5 empty] | 77.02 | 77.02% | 3.6882 | 111.0114 | 77.02%
[5 empty] | 77.03 | 77.03% | 3.6896 | 111.0399 | 77.03%
[5 empty] | 77.04 | 77.04% | 3.691 | 111.0683 | 77.04%
[5 empty] | 77.05 | 77.05% | 3.6923 | 111.0968 | 77.05%
[5 empty] | 77.06 | 77.06% | 3.6937 | 111.1252 | 77.06%
[5 empty] | 77.07 | 77.07% | 3.6951 | 111.1537 | 77.07%
[5 empty] | 77.08 | 77.08% | 3.6965 | 111.1822 | 77.08%
[5 empty] | 77.09 | 77.09% | 3.6979 | 111.2107 | 77.09%
[5 empty] | 77.1 | 77.1% | 3.6993 | 111.2392 | 77.1%
[5 empty] | 77.11 | 77.11% | 3.7007 | 111.2677 | 77.11%
[5 empty] | 77.12 | 77.12% | 3.7021 | 111.2962 | 77.12%
[5 empty] | 77.13 | 77.13% | 3.7035 | 111.3247 | 77.13%
[5 empty] | 77.14 | 77.14% | 3.7049 | 111.3533 | 77.14%
[5 empty] | 77.15 | 77.15% | 3.7063 | 111.3818 | 77.15%
[5 empty] | 77.16 | 77.16% | 3.7077 | 111.4104 | 77.16%
[5 empty] | 77.17 | 77.17% | 3.7092 | 111.4389 | 77.17%
[5 empty] | 77.18 | 77.18% | 3.7106 | 111.4675 | 77.18%
[5 empty] | 77.19 | 77.19% | 3.712 | 111.4961 | 77.19%
[5 empty] | 77.2 | 77.2% | 3.7134 | 111.5247 | 77.2%
[5 empty] | 77.21 | 77.21% | 3.7148 | 111.5533 | 77.21%
[5 empty] | 77.22 | 77.22% | 3.7162 | 111.5819 | 77.22%
[5 empty] | 77.23 | 77.23% | 3.7176 | 111.6105 | 77.23%
[5 empty] | 77.24 | 77.24% | 3.719 | 111.6392 | 77.24%
[5 empty] | 77.25 | 77.25% | 3.7205 | 111.6678 | 77.25%
[5 empty] | 77.26 | 77.26% | 3.7219 | 111.6965 | 77.26%
[5 empty] | 77.27 | 77.27% | 3.7233 | 111.7251 | 77.27%
[5 empty] | 77.28 | 77.28% | 3.7247 | 111.7538 | 77.28%
[5 empty] | 77.29 | 77.29% | 3.7261 | 111.7824 | 77.29%
[5 empty] | 77.3 | 77.3% | 3.7276 | 111.8111 | 77.3%
[5 empty] | 77.31 | 77.31% | 3.729 | 111.8398 | 77.31%
[5 empty] | 77.32 | 77.32% | 3.7304 | 111.8685 | 77.32%
[5 empty] | 77.33 | 77.33% | 3.7318 | 111.8972 | 77.33%
[5 empty] | 77.34 | 77.34% | 3.7333 | 111.926 | 77.34%
[5 empty] | 77.35 | 77.35% | 3.7347 | 111.9547 | 77.35%
[5 empty] | 77.36 | 77.36% | 3.7361 | 111.9834 | 77.36%
[5 empty] | 77.37 | 77.37% | 3.7375 | 112.0122 | 77.37%
[5 empty] | 77.38 | 77.38% | 3.739 | 112.0409 | 77.38%
[5 empty] | 77.39 | 77.39% | 3.7404 | 112.0697 | 77.39%
[5 empty] | 77.4 | 77.4% | 3.7418 | 112.0985 | 77.4%
[5 empty] | 77.41 | 77.41% | 3.7433 | 112.1273 | 77.41%
[5 empty] | 77.42 | 77.42% | 3.7447 | 112.1561 | 77.42%
[5 empty] | 77.43 | 77.43% | 3.7462 | 112.1849 | 77.43%
[5 empty] | 77.44 | 77.44% | 3.7476 | 112.2137 | 77.44%
[5 empty] | 77.45 | 77.45% | 3.749 | 112.2425 | 77.45%
[5 empty] | 77.46 | 77.46% | 3.7505 | 112.2713 | 77.46%
[5 empty] | 77.47 | 77.47% | 3.7519 | 112.3002 | 77.47%
[5 empty] | 77.48 | 77.48% | 3.7534 | 112.329 | 77.48%
[5 empty] | 77.49 | 77.49% | 3.7548 | 112.3579 | 77.49%
[5 empty] | 77.5 | 77.5% | 3.7563 | 112.3867 | 77.5%
[5 empty] | 77.51 | 77.51% | 3.7577 | 112.4156 | 77.51%
[5 empty] | 77.52 | 77.52% | 3.7592 | 112.4445 | 77.52%
[5 empty] | 77.53 | 77.53% | 3.7606 | 112.4734 | 77.53%
[5 empty] | 77.54 | 77.54% | 3.7621 | 112.5023 | 77.54%
[5 empty] | 77.55 | 77.55% | 3.7635 | 112.5312 | 77.55%
[5 empty] | 77.56 | 77.56% | 3.765 | 112.5601 | 77.56%
[5 empty] | 77.57 | 77.57% | 3.7664 | 112.589 | 77.57%
[5 empty] | 77.58 | 77.58% | 3.7679 | 112.618 | 77.58%
[5 empty] | 77.59 | 77.59% | 3.7693 | 112.6469 | 77.59%
[5 empty] | 77.6 | 77.6% | 3.7708 | 112.6759 | 77.6%
[5 empty] | 77.61 | 77.61% | 3.7722 | 112.7048 | 77.61%
[5 empty] | 77.62 | 77.62% | 3.7737 | 112.7338 | 77.62%
[5 empty] | 77.63 | 77.63% | 3.7752 | 112.7628 | 77.63%
[5 empty] | 77.64 | 77.64% | 3.7766 | 112.7918 | 77.64%
[5 empty] | 77.65 | 77.65% | 3.7781 | 112.8208 | 77.65%
[5 empty] | 77.66 | 77.66% | 3.7796 | 112.8498 | 77.66%
[5 empty] | 77.67 | 77.67% | 3.781 | 112.8788 | 77.67%
[5 empty] | 77.68 | 77.68% | 3.7825 | 112.9079 | 77.68%
[5 empty] | 77.69 | 77.69% | 3.784 | 112.9369 | 77.69%
[5 empty] | 77.7 | 77.7% | 3.7854 | 112.9659 | 77.7%
[5 empty] | 77.71 | 77.71% | 3.7869 | 112.995 | 77.71%
[5 empty] | 77.72 | 77.72% | 3.7884 | 113.0241 | 77.72%
[5 empty] | 77.73 | 77.73% | 3.7899 | 113.0531 | 77.73%
[5 empty] | 77.74 | 77.74% | 3.7913 | 113.0822 | 77.74%
[5 empty] | 77.75 | 77.75% | 3.7928 | 113.1113 | 77.75%
[5 empty] | 77.76 | 77.76% | 3.7943 | 113.1404 | 77.76%
[5 empty] | 77.77 | 77.77% | 3.7958 | 113.1695 | 77.77%
[5 empty] | 77.78 | 77.78% | 3.7973 | 113.1986 | 77.78%
[5 empty] | 77.79 | 77.79% | 3.7987 | 113.2278 | 77.79%
[5 empty] | 77.8 | 77.8% | 3.8002 | 113.2569 | 77.8%
[5 empty] | 77.81 | 77.81% | 3.8017 | 113.2861 | 77.81%
[5 empty] | 77.82 | 77.82% | 3.8032 | 113.3152 | 77.82%
[5 empty] | 77.83 | 77.83% | 3.8047 | 113.3444 | 77.83%
[5 empty] | 77.84 | 77.84% | 3.8062 | 113.3735 | 77.84%
[5 empty] | 77.85 | 77.85% | 3.8077 | 113.4027 | 77.85%
[5 empty] | 77.86 | 77.86% | 3.8091 | 113.4319 | 77.86%
[5 empty] | 77.87 | 77.87% | 3.8106 | 113.4611 | 77.87%
[5 empty] | 77.88 | 77.88% | 3.8121 | 113.4903 | 77.88%
[5 empty] | 77.89 | 77.89% | 3.8136 | 113.5196 | 77.89%
[5 empty] | 77.9 | 77.9% | 3.8151 | 113.5488 | 77.9%
[5 empty] | 77.91 | 77.91% | 3.8166 | 113.578 | 77.91%
[5 empty] | 77.92 | 77.92% | 3.8181 | 113.6073 | 77.92%
[5 empty] | 77.93 | 77.93% | 3.8196 | 113.6365 | 77.93%
[5 empty] | 77.94 | 77.94% | 3.8211 | 113.6658 | 77.94%
[5 empty] | 77.95 | 77.95% | 3.8226 | 113.6951 | 77.95%
[5 empty] | 77.96 | 77.96% | 3.8241 | 113.7243 | 77.96%
[5 empty] | 77.97 | 77.97% | 3.8256 | 113.7536 | 77.97%
[5 empty] | 77.98 | 77.98% | 3.8271 | 113.7829 | 77.98%
[5 empty] | 77.99 | 77.99% | 3.8286 | 113.8122 | 77.99%
[5 empty] | 78 | 78% | 3.8302 | 113.8416 | 78%
[5 empty] | 78.01 | 78.01% | 3.8317 | 113.8709 | 78.01%
[5 empty] | 78.02 | 78.02% | 3.8332 | 113.9002 | 78.02%
[5 empty] | 78.03 | 78.03% | 3.8347 | 113.9296 | 78.03%
[5 empty] | 78.04 | 78.04% | 3.8362 | 113.9589 | 78.04%
[5 empty] | 78.05 | 78.05% | 3.8377 | 113.9883 | 78.05%
[5 empty] | 78.06 | 78.06% | 3.8392 | 114.0177 | 78.06%
[5 empty] | 78.07 | 78.07% | 3.8407 | 114.047 | 78.07%
[5 empty] | 78.08 | 78.08% | 3.8423 | 114.0764 | 78.08%
[5 empty] | 78.09 | 78.09% | 3.8438 | 114.1058 | 78.09%
[5 empty] | 78.1 | 78.1% | 3.8453 | 114.1352 | 78.1%
[5 empty] | 78.11 | 78.11% | 3.8468 | 114.1647 | 78.11%
[5 empty] | 78.12 | 78.12% | 3.8483 | 114.1941 | 78.12%
[5 empty] | 78.13 | 78.13% | 3.8499 | 114.2235 | 78.13%
[5 empty] | 78.14 | 78.14% | 3.8514 | 114.253 | 78.14%
[5 empty] | 78.15 | 78.15% | 3.8529 | 114.2824 | 78.15%
[5 empty] | 78.16 | 78.16% | 3.8545 | 114.3119 | 78.16%
[5 empty] | 78.17 | 78.17% | 3.856 | 114.3414 | 78.17%
[5 empty] | 78.18 | 78.18% | 3.8575 | 114.3708 | 78.18%
[5 empty] | 78.19 | 78.19% | 3.859 | 114.4003 | 78.19%
[5 empty] | 78.2 | 78.2% | 3.8606 | 114.4298 | 78.2%
[5 empty] | 78.21 | 78.21% | 3.8621 | 114.4593 | 78.21%
[5 empty] | 78.22 | 78.22% | 3.8636 | 114.4889 | 78.22%
[5 empty] | 78.23 | 78.23% | 3.8652 | 114.5184 | 78.23%
[5 empty] | 78.24 | 78.24% | 3.8667 | 114.5479 | 78.24%
[5 empty] | 78.25 | 78.25% | 3.8683 | 114.5775 | 78.25%
[5 empty] | 78.26 | 78.26% | 3.8698 | 114.607 | 78.26%
[5 empty] | 78.27 | 78.27% | 3.8713 | 114.6366 | 78.27%
[5 empty] | 78.28 | 78.28% | 3.8729 | 114.6662 | 78.28%
[5 empty] | 78.29 | 78.29% | 3.8744 | 114.6957 | 78.29%
[5 empty] | 78.3 | 78.3% | 3.876 | 114.7253 | 78.3%
[5 empty] | 78.31 | 78.31% | 3.8775 | 114.7549 | 78.31%
[5 empty] | 78.32 | 78.32% | 3.8791 | 114.7845 | 78.32%
[5 empty] | 78.33 | 78.33% | 3.8806 | 114.8141 | 78.33%
[5 empty] | 78.34 | 78.34% | 3.8822 | 114.8438 | 78.34%
[5 empty] | 78.35 | 78.35% | 3.8837 | 114.8734 | 78.35%
[5 empty] | 78.36 | 78.36% | 3.8853 | 114.903 | 78.36%
[5 empty] | 78.37 | 78.37% | 3.8868 | 114.9327 | 78.37%
[5 empty] | 78.38 | 78.38% | 3.8884 | 114.9624 | 78.38%
[5 empty] | 78.39 | 78.39% | 3.89 | 114.992 | 78.39%
[5 empty] | 78.4 | 78.4% | 3.8915 | 115.0217 | 78.4%
[5 empty] | 78.41 | 78.41% | 3.8931 | 115.0514 | 78.41%
[5 empty] | 78.42 | 78.42% | 3.8946 | 115.0811 | 78.42%
[5 empty] | 78.43 | 78.43% | 3.8962 | 115.1108 | 78.43%
[5 empty] | 78.44 | 78.44% | 3.8978 | 115.1405 | 78.44%
[5 empty] | 78.45 | 78.45% | 3.8993 | 115.1703 | 78.45%
[5 empty] | 78.46 | 78.46% | 3.9009 | 115.2 | 78.46%
[5 empty] | 78.47 | 78.47% | 3.9025 | 115.2297 | 78.47%
[5 empty] | 78.48 | 78.48% | 3.904 | 115.2595 | 78.48%
[5 empty] | 78.49 | 78.49% | 3.9056 | 115.2892 | 78.49%
[5 empty] | 78.5 | 78.5% | 3.9072 | 115.319 | 78.5%
[5 empty] | 78.51 | 78.51% | 3.9087 | 115.3488 | 78.51%
[5 empty] | 78.52 | 78.52% | 3.9103 | 115.3786 | 78.52%
[5 empty] | 78.53 | 78.53% | 3.9119 | 115.4084 | 78.53%
[5 empty] | 78.54 | 78.54% | 3.9135 | 115.4382 | 78.54%
[5 empty] | 78.55 | 78.55% | 3.9151 | 115.468 | 78.55%
[5 empty] | 78.56 | 78.56% | 3.9166 | 115.4978 | 78.56%
[5 empty] | 78.57 | 78.57% | 3.9182 | 115.5277 | 78.57%
[5 empty] | 78.58 | 78.58% | 3.9198 | 115.5575 | 78.58%
[5 empty] | 78.59 | 78.59% | 3.9214 | 115.5873 | 78.59%
[5 empty] | 78.6 | 78.6% | 3.923 | 115.6172 | 78.6%
[5 empty] | 78.61 | 78.61% | 3.9245 | 115.6471 | 78.61%
[5 empty] | 78.62 | 78.62% | 3.9261 | 115.677 | 78.62%
[5 empty] | 78.63 | 78.63% | 3.9277 | 115.7068 | 78.63%
[5 empty] | 78.64 | 78.64% | 3.9293 | 115.7367 | 78.64%
[5 empty] | 78.65 | 78.65% | 3.9309 | 115.7666 | 78.65%
[5 empty] | 78.66 | 78.66% | 3.9325 | 115.7966 | 78.66%
[5 empty] | 78.67 | 78.67% | 3.9341 | 115.8265 | 78.67%
[5 empty] | 78.68 | 78.68% | 3.9357 | 115.8564 | 78.68%
[5 empty] | 78.69 | 78.69% | 3.9373 | 115.8864 | 78.69%
[5 empty] | 78.7 | 78.7% | 3.9389 | 115.9163 | 78.7%
[5 empty] | 78.71 | 78.71% | 3.9405 | 115.9463 | 78.71%
[5 empty] | 78.72 | 78.72% | 3.9421 | 115.9762 | 78.72%
[5 empty] | 78.73 | 78.73% | 3.9437 | 116.0062 | 78.73%
[5 empty] | 78.74 | 78.74% | 3.9453 | 116.0362 | 78.74%
[5 empty] | 78.75 | 78.75% | 3.9469 | 116.0662 | 78.75%
[5 empty] | 78.76 | 78.76% | 3.9485 | 116.0962 | 78.76%
[5 empty] | 78.77 | 78.77% | 3.9501 | 116.1262 | 78.77%
[5 empty] | 78.78 | 78.78% | 3.9517 | 116.1562 | 78.78%
[5 empty] | 78.79 | 78.79% | 3.9533 | 116.1863 | 78.79%
[5 empty] | 78.8 | 78.8% | 3.9549 | 116.2163 | 78.8%
[5 empty] | 78.81 | 78.81% | 3.9565 | 116.2464 | 78.81%
[5 empty] | 78.82 | 78.82% | 3.9581 | 116.2764 | 78.82%
[5 empty] | 78.83 | 78.83% | 3.9598 | 116.3065 | 78.83%
[5 empty] | 78.84 | 78.84% | 3.9614 | 116.3366 | 78.84%
[5 empty] | 78.85 | 78.85% | 3.963 | 116.3666 | 78.85%
[5 empty] | 78.86 | 78.86% | 3.9646 | 116.3967 | 78.86%
[5 empty] | 78.87 | 78.87% | 3.9662 | 116.4268 | 78.87%
[5 empty] | 78.88 | 78.88% | 3.9679 | 116.4569 | 78.88%
[5 empty] | 78.89 | 78.89% | 3.9695 | 116.4871 | 78.89%
[5 empty] | 78.9 | 78.9% | 3.9711 | 116.5172 | 78.9%
[5 empty] | 78.91 | 78.91% | 3.9727 | 116.5473 | 78.91%
[5 empty] | 78.92 | 78.92% | 3.9744 | 116.5775 | 78.92%
[5 empty] | 78.93 | 78.93% | 3.976 | 116.6076 | 78.93%
[5 empty] | 78.94 | 78.94% | 3.9776 | 116.6378 | 78.94%
[5 empty] | 78.95 | 78.95% | 3.9792 | 116.668 | 78.95%
[5 empty] | 78.96 | 78.96% | 3.9809 | 116.6982 | 78.96%
[5 empty] | 78.97 | 78.97% | 3.9825 | 116.7284 | 78.97%
[5 empty] | 78.98 | 78.98% | 3.9841 | 116.7586 | 78.98%
[5 empty] | 78.99 | 78.99% | 3.9858 | 116.7888 | 78.99%
[5 empty] | 79 | 79% | 3.9874 | 116.819 | 79%
[5 empty] | 79.01 | 79.01% | 3.9891 | 116.8492 | 79.01%
[5 empty] | 79.02 | 79.02% | 3.9907 | 116.8795 | 79.02%
[5 empty] | 79.03 | 79.03% | 3.9923 | 116.9097 | 79.03%
[5 empty] | 79.04 | 79.04% | 3.994 | 116.94 | 79.04%
[5 empty] | 79.05 | 79.05% | 3.9956 | 116.9702 | 79.05%
[5 empty] | 79.06 | 79.06% | 3.9973 | 117.0005 | 79.06%
[5 empty] | 79.07 | 79.07% | 3.9989 | 117.0308 | 79.07%
[5 empty] | 79.08 | 79.08% | 4.0006 | 117.0611 | 79.08%
[5 empty] | 79.09 | 79.09% | 4.0022 | 117.0914 | 79.09%
[5 empty] | 79.1 | 79.1% | 4.0039 | 117.1217 | 79.1%
[5 empty] | 79.11 | 79.11% | 4.0055 | 117.152 | 79.11%
[5 empty] | 79.12 | 79.12% | 4.0072 | 117.1823 | 79.12%
[5 empty] | 79.13 | 79.13% | 4.0088 | 117.2127 | 79.13%
[5 empty] | 79.14 | 79.14% | 4.0105 | 117.243 | 79.14%
[5 empty] | 79.15 | 79.15% | 4.0121 | 117.2734 | 79.15%
[5 empty] | 79.16 | 79.16% | 4.0138 | 117.3037 | 79.16%
[5 empty] | 79.17 | 79.17% | 4.0154 | 117.3341 | 79.17%
[5 empty] | 79.18 | 79.18% | 4.0171 | 117.3645 | 79.18%
[5 empty] | 79.19 | 79.19% | 4.0188 | 117.3949 | 79.19%
[5 empty] | 79.2 | 79.2% | 4.0204 | 117.4253 | 79.2%
[5 empty] | 79.21 | 79.21% | 4.0221 | 117.4557 | 79.21%
[5 empty] | 79.22 | 79.22% | 4.0238 | 117.4861 | 79.22%
[5 empty] | 79.23 | 79.23% | 4.0254 | 117.5165 | 79.23%
[5 empty] | 79.24 | 79.24% | 4.0271 | 117.547 | 79.24%
[5 empty] | 79.25 | 79.25% | 4.0288 | 117.5774 | 79.25%
[5 empty] | 79.26 | 79.26% | 4.0304 | 117.6078 | 79.26%
[5 empty] | 79.27 | 79.27% | 4.0321 | 117.6383 | 79.27%
[5 empty] | 79.28 | 79.28% | 4.0338 | 117.6688 | 79.28%
[5 empty] | 79.29 | 79.29% | 4.0355 | 117.6993 | 79.29%
[5 empty] | 79.3 | 79.3% | 4.0371 | 117.7297 | 79.3%
[5 empty] | 79.31 | 79.31% | 4.0388 | 117.7602 | 79.31%
[5 empty] | 79.32 | 79.32% | 4.0405 | 117.7908 | 79.32%
[5 empty] | 79.33 | 79.33% | 4.0422 | 117.8213 | 79.33%
[5 empty] | 79.34 | 79.34% | 4.0439 | 117.8518 | 79.34%
[5 empty] | 79.35 | 79.35% | 4.0455 | 117.8823 | 79.35%
[5 empty] | 79.36 | 79.36% | 4.0472 | 117.9129 | 79.36%
[5 empty] | 79.37 | 79.37% | 4.0489 | 117.9434 | 79.37%
[5 empty] | 79.38 | 79.38% | 4.0506 | 117.974 | 79.38%
[5 empty] | 79.39 | 79.39% | 4.0523 | 118.0045 | 79.39%
[5 empty] | 79.4 | 79.4% | 4.054 | 118.0351 | 79.4%
[5 empty] | 79.41 | 79.41% | 4.0557 | 118.0657 | 79.41%
[5 empty] | 79.42 | 79.42% | 4.0574 | 118.0963 | 79.42%
[5 empty] | 79.43 | 79.43% | 4.0591 | 118.1269 | 79.43%
[5 empty] | 79.44 | 79.44% | 4.0608 | 118.1575 | 79.44%
[5 empty] | 79.45 | 79.45% | 4.0625 | 118.1881 | 79.45%
[5 empty] | 79.46 | 79.46% | 4.0642 | 118.2188 | 79.46%
[5 empty] | 79.47 | 79.47% | 4.0659 | 118.2494 | 79.47%
[5 empty] | 79.48 | 79.48% | 4.0676 | 118.2801 | 79.48%
[5 empty] | 79.49 | 79.49% | 4.0693 | 118.3107 | 79.49%
[5 empty] | 79.5 | 79.5% | 4.071 | 118.3414 | 79.5%
[5 empty] | 79.51 | 79.51% | 4.0727 | 118.3721 | 79.51%
[5 empty] | 79.52 | 79.52% | 4.0744 | 118.4028 | 79.52%
[5 empty] | 79.53 | 79.53% | 4.0761 | 118.4334 | 79.53%
[5 empty] | 79.54 | 79.54% | 4.0778 | 118.4641 | 79.54%
[5 empty] | 79.55 | 79.55% | 4.0795 | 118.4949 | 79.55%
[5 empty] | 79.56 | 79.56% | 4.0812 | 118.5256 | 79.56%
[5 empty] | 79.57 | 79.57% | 4.0829 | 118.5563 | 79.57%
[5 empty] | 79.58 | 79.58% | 4.0846 | 118.587 | 79.58%
[5 empty] | 79.59 | 79.59% | 4.0864 | 118.6178 | 79.59%
[5 empty] | 79.6 | 79.6% | 4.0881 | 118.6485 | 79.6%
[5 empty] | 79.61 | 79.61% | 4.0898 | 118.6793 | 79.61%
[5 empty] | 79.62 | 79.62% | 4.0915 | 118.7101 | 79.62%
[5 empty] | 79.63 | 79.63% | 4.0932 | 118.7409 | 79.63%
[5 empty] | 79.64 | 79.64% | 4.095 | 118.7717 | 79.64%
[5 empty] | 79.65 | 79.65% | 4.0967 | 118.8025 | 79.65%
[5 empty] | 79.66 | 79.66% | 4.0984 | 118.8333 | 79.66%
[5 empty] | 79.67 | 79.67% | 4.1001 | 118.8641 | 79.67%
[5 empty] | 79.68 | 79.68% | 4.1019 | 118.8949 | 79.68%
[5 empty] | 79.69 | 79.69% | 4.1036 | 118.9258 | 79.69%
[5 empty] | 79.7 | 79.7% | 4.1053 | 118.9566 | 79.7%
[5 empty] | 79.71 | 79.71% | 4.1071 | 118.9875 | 79.71%
[5 empty] | 79.72 | 79.72% | 4.1088 | 119.0183 | 79.72%
[5 empty] | 79.73 | 79.73% | 4.1105 | 119.0492 | 79.73%
[5 empty] | 79.74 | 79.74% | 4.1123 | 119.0801 | 79.74%
[5 empty] | 79.75 | 79.75% | 4.114 | 119.111 | 79.75%
[5 empty] | 79.76 | 79.76% | 4.1157 | 119.1419 | 79.76%
[5 empty] | 79.77 | 79.77% | 4.1175 | 119.1728 | 79.77%
[5 empty] | 79.78 | 79.78% | 4.1192 | 119.2037 | 79.78%
[5 empty] | 79.79 | 79.79% | 4.121 | 119.2346 | 79.79%
[5 empty] | 79.8 | 79.8% | 4.1227 | 119.2655 | 79.8%
[5 empty] | 79.81 | 79.81% | 4.1245 | 119.2965 | 79.81%
[5 empty] | 79.82 | 79.82% | 4.1262 | 119.3274 | 79.82%
[5 empty] | 79.83 | 79.83% | 4.128 | 119.3584 | 79.83%
[5 empty] | 79.84 | 79.84% | 4.1297 | 119.3894 | 79.84%
[5 empty] | 79.85 | 79.85% | 4.1315 | 119.4203 | 79.85%
[5 empty] | 79.86 | 79.86% | 4.1332 | 119.4513 | 79.86%
[5 empty] | 79.87 | 79.87% | 4.135 | 119.4823 | 79.87%
[5 empty] | 79.88 | 79.88% | 4.1367 | 119.5133 | 79.88%
[5 empty] | 79.89 | 79.89% | 4.1385 | 119.5443 | 79.89%
[5 empty] | 79.9 | 79.9% | 4.1402 | 119.5754 | 79.9%
[5 empty] | 79.91 | 79.91% | 4.142 | 119.6064 | 79.91%
[5 empty] | 79.92 | 79.92% | 4.1438 | 119.6374 | 79.92%
[5 empty] | 79.93 | 79.93% | 4.1455 | 119.6685 | 79.93%
[5 empty] | 79.94 | 79.94% | 4.1473 | 119.6995 | 79.94%
[5 empty] | 79.95 | 79.95% | 4.1491 | 119.7306 | 79.95%
[5 empty] | 79.96 | 79.96% | 4.1508 | 119.7617 | 79.96%
[5 empty] | 79.97 | 79.97% | 4.1526 | 119.7928 | 79.97%
[5 empty] | 79.98 | 79.98% | 4.1544 | 119.8239 | 79.98%
[5 empty] | 79.99 | 79.99% | 4.1561 | 119.855 | 79.99%
[5 empty] | 80 | 80% | 4.1579 | 119.8861 | 80%
[5 empty] | 80.01 | 80.01% | 4.1597 | 119.9172 | 80.01%
[5 empty] | 80.02 | 80.02% | 4.1615 | 119.9483 | 80.02%
[5 empty] | 80.03 | 80.03% | 4.1632 | 119.9795 | 80.03%
[5 empty] | 80.04 | 80.04% | 4.165 | 120.0106 | 80.04%
[5 empty] | 80.05 | 80.05% | 4.1668 | 120.0418 | 80.05%
[5 empty] | 80.06 | 80.06% | 4.1686 | 120.0729 | 80.06%
[5 empty] | 80.07 | 80.07% | 4.1704 | 120.1041 | 80.07%
[5 empty] | 80.08 | 80.08% | 4.1721 | 120.1353 | 80.08%
[5 empty] | 80.09 | 80.09% | 4.1739 | 120.1665 | 80.09%
[5 empty] | 80.1 | 80.1% | 4.1757 | 120.1977 | 80.1%
[5 empty] | 80.11 | 80.11% | 4.1775 | 120.2289 | 80.11%
[5 empty] | 80.12 | 80.12% | 4.1793 | 120.2601 | 80.12%
[5 empty] | 80.13 | 80.13% | 4.1811 | 120.2913 | 80.13%
[5 empty] | 80.14 | 80.14% | 4.1829 | 120.3226 | 80.14%
[5 empty] | 80.15 | 80.15% | 4.1847 | 120.3538 | 80.15%
[5 empty] | 80.16 | 80.16% | 4.1865 | 120.3851 | 80.16%
[5 empty] | 80.17 | 80.17% | 4.1883 | 120.4163 | 80.17%
[5 empty] | 80.18 | 80.18% | 4.1901 | 120.4476 | 80.18%
[5 empty] | 80.19 | 80.19% | 4.1919 | 120.4789 | 80.19%
[5 empty] | 80.2 | 80.2% | 4.1937 | 120.5102 | 80.2%
[5 empty] | 80.21 | 80.21% | 4.1955 | 120.5415 | 80.21%
[5 empty] | 80.22 | 80.22% | 4.1973 | 120.5728 | 80.22%
[5 empty] | 80.23 | 80.23% | 4.1991 | 120.6041 | 80.23%
[5 empty] | 80.24 | 80.24% | 4.2009 | 120.6354 | 80.24%
[5 empty] | 80.25 | 80.25% | 4.2027 | 120.6667 | 80.25%
[5 empty] | 80.26 | 80.26% | 4.2045 | 120.6981 | 80.26%
[5 empty] | 80.27 | 80.27% | 4.2063 | 120.7294 | 80.27%
[5 empty] | 80.28 | 80.28% | 4.2081 | 120.7608 | 80.28%
[5 empty] | 80.29 | 80.29% | 4.2099 | 120.7921 | 80.29%
[5 empty] | 80.3 | 80.3% | 4.2118 | 120.8235 | 80.3%
[5 empty] | 80.31 | 80.31% | 4.2136 | 120.8549 | 80.31%
[5 empty] | 80.32 | 80.32% | 4.2154 | 120.8863 | 80.32%
[5 empty] | 80.33 | 80.33% | 4.2172 | 120.9177 | 80.33%
[5 empty] | 80.34 | 80.34% | 4.219 | 120.9491 | 80.34%
[5 empty] | 80.35 | 80.35% | 4.2208 | 120.9805 | 80.35%
[5 empty] | 80.36 | 80.36% | 4.2227 | 121.012 | 80.36%
[5 empty] | 80.37 | 80.37% | 4.2245 | 121.0434 | 80.37%
[5 empty] | 80.38 | 80.38% | 4.2263 | 121.0748 | 80.38%
[5 empty] | 80.39 | 80.39% | 4.2282 | 121.1063 | 80.39%
[5 empty] | 80.4 | 80.4% | 4.23 | 121.1378 | 80.4%
[5 empty] | 80.41 | 80.41% | 4.2318 | 121.1692 | 80.41%
[5 empty] | 80.42 | 80.42% | 4.2336 | 121.2007 | 80.42%
[5 empty] | 80.43 | 80.43% | 4.2355 | 121.2322 | 80.43%
[5 empty] | 80.44 | 80.44% | 4.2373 | 121.2637 | 80.44%
[5 empty] | 80.45 | 80.45% | 4.2391 | 121.2952 | 80.45%
[5 empty] | 80.46 | 80.46% | 4.241 | 121.3267 | 80.46%
[5 empty] | 80.47 | 80.47% | 4.2428 | 121.3583 | 80.47%
[5 empty] | 80.48 | 80.48% | 4.2447 | 121.3898 | 80.48%
[5 empty] | 80.49 | 80.49% | 4.2465 | 121.4213 | 80.49%
[5 empty] | 80.5 | 80.5% | 4.2484 | 121.4529 | 80.5%
[5 empty] | 80.51 | 80.51% | 4.2502 | 121.4845 | 80.51%
[5 empty] | 80.52 | 80.52% | 4.252 | 121.516 | 80.52%
[5 empty] | 80.53 | 80.53% | 4.2539 | 121.5476 | 80.53%
[5 empty] | 80.54 | 80.54% | 4.2557 | 121.5792 | 80.54%
[5 empty] | 80.55 | 80.55% | 4.2576 | 121.6108 | 80.55%
[5 empty] | 80.56 | 80.56% | 4.2594 | 121.6424 | 80.56%
[5 empty] | 80.57 | 80.57% | 4.2613 | 121.674 | 80.57%
[5 empty] | 80.58 | 80.58% | 4.2632 | 121.7056 | 80.58%
[5 empty] | 80.59 | 80.59% | 4.265 | 121.7373 | 80.59%
[5 empty] | 80.6 | 80.6% | 4.2669 | 121.7689 | 80.6%
[5 empty] | 80.61 | 80.61% | 4.2687 | 121.8005 | 80.61%
[5 empty] | 80.62 | 80.62% | 4.2706 | 121.8322 | 80.62%
[5 empty] | 80.63 | 80.63% | 4.2725 | 121.8639 | 80.63%
[5 empty] | 80.64 | 80.64% | 4.2743 | 121.8955 | 80.64%
[5 empty] | 80.65 | 80.65% | 4.2762 | 121.9272 | 80.65%
[5 empty] | 80.66 | 80.66% | 4.278 | 121.9589 | 80.66%
[5 empty] | 80.67 | 80.67% | 4.2799 | 121.9906 | 80.67%
[5 empty] | 80.68 | 80.68% | 4.2818 | 122.0223 | 80.68%
[5 empty] | 80.69 | 80.69% | 4.2837 | 122.054 | 80.69%
[5 empty] | 80.7 | 80.7% | 4.2855 | 122.0858 | 80.7%
[5 empty] | 80.71 | 80.71% | 4.2874 | 122.1175 | 80.71%
[5 empty] | 80.72 | 80.72% | 4.2893 | 122.1493 | 80.72%
[5 empty] | 80.73 | 80.73% | 4.2912 | 122.181 | 80.73%
[5 empty] | 80.74 | 80.74% | 4.293 | 122.2128 | 80.74%
[5 empty] | 80.75 | 80.75% | 4.2949 | 122.2445 | 80.75%
[5 empty] | 80.76 | 80.76% | 4.2968 | 122.2763 | 80.76%
[5 empty] | 80.77 | 80.77% | 4.2987 | 122.3081 | 80.77%
[5 empty] | 80.78 | 80.78% | 4.3006 | 122.3399 | 80.78%
[5 empty] | 80.79 | 80.79% | 4.3024 | 122.3717 | 80.79%
[5 empty] | 80.8 | 80.8% | 4.3043 | 122.4035 | 80.8%
[5 empty] | 80.81 | 80.81% | 4.3062 | 122.4354 | 80.81%
[5 empty] | 80.82 | 80.82% | 4.3081 | 122.4672 | 80.82%
[5 empty] | 80.83 | 80.83% | 4.31 | 122.499 | 80.83%
[5 empty] | 80.84 | 80.84% | 4.3119 | 122.5309 | 80.84%
[5 empty] | 80.85 | 80.85% | 4.3138 | 122.5627 | 80.85%
[5 empty] | 80.86 | 80.86% | 4.3157 | 122.5946 | 80.86%
[5 empty] | 80.87 | 80.87% | 4.3176 | 122.6265 | 80.87%
[5 empty] | 80.88 | 80.88% | 4.3195 | 122.6584 | 80.88%
[5 empty] | 80.89 | 80.89% | 4.3214 | 122.6903 | 80.89%
[5 empty] | 80.9 | 80.9% | 4.3233 | 122.7222 | 80.9%
[5 empty] | 80.91 | 80.91% | 4.3252 | 122.7541 | 80.91%
[5 empty] | 80.92 | 80.92% | 4.3271 | 122.786 | 80.92%
[5 empty] | 80.93 | 80.93% | 4.329 | 122.8179 | 80.93%
[5 empty] | 80.94 | 80.94% | 4.3309 | 122.8498 | 80.94%
[5 empty] | 80.95 | 80.95% | 4.3328 | 122.8818 | 80.95%
[5 empty] | 80.96 | 80.96% | 4.3347 | 122.9137 | 80.96%
[5 empty] | 80.97 | 80.97% | 4.3366 | 122.9457 | 80.97%
[5 empty] | 80.98 | 80.98% | 4.3385 | 122.9777 | 80.98%
[5 empty] | 80.99 | 80.99% | 4.3405 | 123.0097 | 80.99%
[5 empty] | 81 | 81% | 4.3424 | 123.0417 | 81%
[5 empty] | 81.01 | 81.01% | 4.3443 | 123.0737 | 81.01%
[5 empty] | 81.02 | 81.02% | 4.3462 | 123.1057 | 81.02%
[5 empty] | 81.03 | 81.03% | 4.3481 | 123.1377 | 81.03%
[5 empty] | 81.04 | 81.04% | 4.3501 | 123.1697 | 81.04%
[5 empty] | 81.05 | 81.05% | 4.352 | 123.2017 | 81.05%
[5 empty] | 81.06 | 81.06% | 4.3539 | 123.2338 | 81.06%
[5 empty] | 81.07 | 81.07% | 4.3558 | 123.2658 | 81.07%
[5 empty] | 81.08 | 81.08% | 4.3578 | 123.2979 | 81.08%
[5 empty] | 81.09 | 81.09% | 4.3597 | 123.3299 | 81.09%
[5 empty] | 81.1 | 81.1% | 4.3616 | 123.362 | 81.1%
[5 empty] | 81.11 | 81.11% | 4.3636 | 123.3941 | 81.11%
[5 empty] | 81.12 | 81.12% | 4.3655 | 123.4262 | 81.12%
[5 empty] | 81.13 | 81.13% | 4.3674 | 123.4583 | 81.13%
[5 empty] | 81.14 | 81.14% | 4.3694 | 123.4904 | 81.14%
[5 empty] | 81.15 | 81.15% | 4.3713 | 123.5225 | 81.15%
[5 empty] | 81.16 | 81.16% | 4.3732 | 123.5547 | 81.16%
[5 empty] | 81.17 | 81.17% | 4.3752 | 123.5868 | 81.17%
[5 empty] | 81.18 | 81.18% | 4.3771 | 123.6189 | 81.18%
[5 empty] | 81.19 | 81.19% | 4.3791 | 123.6511 | 81.19%
[5 empty] | 81.2 | 81.2% | 4.381 | 123.6833 | 81.2%
[5 empty] | 81.21 | 81.21% | 4.383 | 123.7154 | 81.21%
[5 empty] | 81.22 | 81.22% | 4.3849 | 123.7476 | 81.22%
[5 empty] | 81.23 | 81.23% | 4.3869 | 123.7798 | 81.23%
[5 empty] | 81.24 | 81.24% | 4.3888 | 123.812 | 81.24%
[5 empty] | 81.25 | 81.25% | 4.3908 | 123.8442 | 81.25%
[5 empty] | 81.26 | 81.26% | 4.3927 | 123.8764 | 81.26%
[5 empty] | 81.27 | 81.27% | 4.3947 | 123.9086 | 81.27%
[5 empty] | 81.28 | 81.28% | 4.3966 | 123.9409 | 81.28%
[5 empty] | 81.29 | 81.29% | 4.3986 | 123.9731 | 81.29%
[5 empty] | 81.3 | 81.3% | 4.4006 | 124.0054 | 81.3%
[5 empty] | 81.31 | 81.31% | 4.4025 | 124.0376 | 81.31%
[5 empty] | 81.32 | 81.32% | 4.4045 | 124.0699 | 81.32%
[5 empty] | 81.33 | 81.33% | 4.4064 | 124.1022 | 81.33%
[5 empty] | 81.34 | 81.34% | 4.4084 | 124.1344 | 81.34%
[5 empty] | 81.35 | 81.35% | 4.4104 | 124.1667 | 81.35%
[5 empty] | 81.36 | 81.36% | 4.4123 | 124.199 | 81.36%
[5 empty] | 81.37 | 81.37% | 4.4143 | 124.2313 | 81.37%
[5 empty] | 81.38 | 81.38% | 4.4163 | 124.2637 | 81.38%
[5 empty] | 81.39 | 81.39% | 4.4183 | 124.296 | 81.39%
[5 empty] | 81.4 | 81.4% | 4.4202 | 124.3283 | 81.4%
[5 empty] | 81.41 | 81.41% | 4.4222 | 124.3607 | 81.41%
[5 empty] | 81.42 | 81.42% | 4.4242 | 124.393 | 81.42%
[5 empty] | 81.43 | 81.43% | 4.4262 | 124.4254 | 81.43%
[5 empty] | 81.44 | 81.44% | 4.4282 | 124.4578 | 81.44%
[5 empty] | 81.45 | 81.45% | 4.4301 | 124.4901 | 81.45%
[5 empty] | 81.46 | 81.46% | 4.4321 | 124.5225 | 81.46%
[5 empty] | 81.47 | 81.47% | 4.4341 | 124.5549 | 81.47%
[5 empty] | 81.48 | 81.48% | 4.4361 | 124.5873 | 81.48%
[5 empty] | 81.49 | 81.49% | 4.4381 | 124.6197 | 81.49%
[5 empty] | 81.5 | 81.5% | 4.4401 | 124.6522 | 81.5%
[5 empty] | 81.51 | 81.51% | 4.4421 | 124.6846 | 81.51%
[5 empty] | 81.52 | 81.52% | 4.4441 | 124.717 | 81.52%
[5 empty] | 81.53 | 81.53% | 4.4461 | 124.7495 | 81.53%
[5 empty] | 81.54 | 81.54% | 4.4481 | 124.7819 | 81.54%
[5 empty] | 81.55 | 81.55% | 4.4501 | 124.8144 | 81.55%
[5 empty] | 81.56 | 81.56% | 4.4521 | 124.8469 | 81.56%
[5 empty] | 81.57 | 81.57% | 4.4541 | 124.8794 | 81.57%
[5 empty] | 81.58 | 81.58% | 4.4561 | 124.9118 | 81.58%
[5 empty] | 81.59 | 81.59% | 4.4581 | 124.9443 | 81.59%
[5 empty] | 81.6 | 81.6% | 4.4601 | 124.9768 | 81.6%
[5 empty] | 81.61 | 81.61% | 4.4621 | 125.0094 | 81.61%
[5 empty] | 81.62 | 81.62% | 4.4641 | 125.0419 | 81.62%
[5 empty] | 81.63 | 81.63% | 4.4661 | 125.0744 | 81.63%
[5 empty] | 81.64 | 81.64% | 4.4681 | 125.107 | 81.64%
[5 empty] | 81.65 | 81.65% | 4.4701 | 125.1395 | 81.65%
[5 empty] | 81.66 | 81.66% | 4.4721 | 125.1721 | 81.66%
[5 empty] | 81.67 | 81.67% | 4.4742 | 125.2046 | 81.67%
[5 empty] | 81.68 | 81.68% | 4.4762 | 125.2372 | 81.68%
[5 empty] | 81.69 | 81.69% | 4.4782 | 125.2698 | 81.69%
[5 empty] | 81.7 | 81.7% | 4.4802 | 125.3024 | 81.7%
[5 empty] | 81.71 | 81.71% | 4.4822 | 125.335 | 81.71%
[5 empty] | 81.72 | 81.72% | 4.4843 | 125.3676 | 81.72%
[5 empty] | 81.73 | 81.73% | 4.4863 | 125.4002 | 81.73%
[5 empty] | 81.74 | 81.74% | 4.4883 | 125.4329 | 81.74%
[5 empty] | 81.75 | 81.75% | 4.4903 | 125.4655 | 81.75%
[5 empty] | 81.76 | 81.76% | 4.4924 | 125.4981 | 81.76%
[5 empty] | 81.77 | 81.77% | 4.4944 | 125.5308 | 81.77%
[5 empty] | 81.78 | 81.78% | 4.4964 | 125.5635 | 81.78%
[5 empty] | 81.79 | 81.79% | 4.4985 | 125.5961 | 81.79%
[5 empty] | 81.8 | 81.8% | 4.5005 | 125.6288 | 81.8%
[5 empty] | 81.81 | 81.81% | 4.5025 | 125.6615 | 81.81%
[5 empty] | 81.82 | 81.82% | 4.5046 | 125.6942 | 81.82%
[5 empty] | 81.83 | 81.83% | 4.5066 | 125.7269 | 81.83%
[5 empty] | 81.84 | 81.84% | 4.5087 | 125.7596 | 81.84%
[5 empty] | 81.85 | 81.85% | 4.5107 | 125.7923 | 81.85%
[5 empty] | 81.86 | 81.86% | 4.5128 | 125.8251 | 81.86%
[5 empty] | 81.87 | 81.87% | 4.5148 | 125.8578 | 81.87%
[5 empty] | 81.88 | 81.88% | 4.5169 | 125.8905 | 81.88%
[5 empty] | 81.89 | 81.89% | 4.5189 | 125.9233 | 81.89%
[5 empty] | 81.9 | 81.9% | 4.521 | 125.9561 | 81.9%
[5 empty] | 81.91 | 81.91% | 4.523 | 125.9888 | 81.91%
[5 empty] | 81.92 | 81.92% | 4.5251 | 126.0216 | 81.92%
[5 empty] | 81.93 | 81.93% | 4.5271 | 126.0544 | 81.93%
[5 empty] | 81.94 | 81.94% | 4.5292 | 126.0872 | 81.94%
[5 empty] | 81.95 | 81.95% | 4.5312 | 126.12 | 81.95%
[5 empty] | 81.96 | 81.96% | 4.5333 | 126.1528 | 81.96%
[5 empty] | 81.97 | 81.97% | 4.5354 | 126.1857 | 81.97%
[5 empty] | 81.98 | 81.98% | 4.5374 | 126.2185 | 81.98%
[5 empty] | 81.99 | 81.99% | 4.5395 | 126.2513 | 81.99%
[5 empty] | 82 | 82% | 4.5416 | 126.2842 | 82%
[5 empty] | 82.01 | 82.01% | 4.5436 | 126.317 | 82.01%
[5 empty] | 82.02 | 82.02% | 4.5457 | 126.3499 | 82.02%
[5 empty] | 82.03 | 82.03% | 4.5478 | 126.3828 | 82.03%
[5 empty] | 82.04 | 82.04% | 4.5498 | 126.4157 | 82.04%
[5 empty] | 82.05 | 82.05% | 4.5519 | 126.4486 | 82.05%
[5 empty] | 82.06 | 82.06% | 4.554 | 126.4815 | 82.06%
[5 empty] | 82.07 | 82.07% | 4.5561 | 126.5144 | 82.07%
[5 empty] | 82.08 | 82.08% | 4.5581 | 126.5473 | 82.08%
[5 empty] | 82.09 | 82.09% | 4.5602 | 126.5802 | 82.09%
[5 empty] | 82.1 | 82.1% | 4.5623 | 126.6131 | 82.1%
[5 empty] | 82.11 | 82.11% | 4.5644 | 126.6461 | 82.11%
[5 empty] | 82.12 | 82.12% | 4.5665 | 126.679 | 82.12%
[5 empty] | 82.13 | 82.13% | 4.5686 | 126.712 | 82.13%
[5 empty] | 82.14 | 82.14% | 4.5707 | 126.745 | 82.14%
[5 empty] | 82.15 | 82.15% | 4.5727 | 126.7779 | 82.15%
[5 empty] | 82.16 | 82.16% | 4.5748 | 126.8109 | 82.16%
[5 empty] | 82.17 | 82.17% | 4.5769 | 126.8439 | 82.17%
[5 empty] | 82.18 | 82.18% | 4.579 | 126.8769 | 82.18%
[5 empty] | 82.19 | 82.19% | 4.5811 | 126.9099 | 82.19%
[5 empty] | 82.2 | 82.2% | 4.5832 | 126.9429 | 82.2%
[5 empty] | 82.21 | 82.21% | 4.5853 | 126.976 | 82.21%
[5 empty] | 82.22 | 82.22% | 4.5874 | 127.009 | 82.22%
[5 empty] | 82.23 | 82.23% | 4.5895 | 127.0421 | 82.23%
[5 empty] | 82.24 | 82.24% | 4.5916 | 127.0751 | 82.24%
[5 empty] | 82.25 | 82.25% | 4.5937 | 127.1082 | 82.25%
[5 empty] | 82.26 | 82.26% | 4.5958 | 127.1412 | 82.26%
[5 empty] | 82.27 | 82.27% | 4.5979 | 127.1743 | 82.27%
[5 empty] | 82.28 | 82.28% | 4.6001 | 127.2074 | 82.28%
[5 empty] | 82.29 | 82.29% | 4.6022 | 127.2405 | 82.29%
[5 empty] | 82.3 | 82.3% | 4.6043 | 127.2736 | 82.3%
[5 empty] | 82.31 | 82.31% | 4.6064 | 127.3067 | 82.31%
[5 empty] | 82.32 | 82.32% | 4.6085 | 127.3398 | 82.32%
[5 empty] | 82.33 | 82.33% | 4.6106 | 127.373 | 82.33%
[5 empty] | 82.34 | 82.34% | 4.6128 | 127.4061 | 82.34%
[5 empty] | 82.35 | 82.35% | 4.6149 | 127.4392 | 82.35%
[5 empty] | 82.36 | 82.36% | 4.617 | 127.4724 | 82.36%
[5 empty] | 82.37 | 82.37% | 4.6191 | 127.5056 | 82.37%
[5 empty] | 82.38 | 82.38% | 4.6212 | 127.5387 | 82.38%
[5 empty] | 82.39 | 82.39% | 4.6234 | 127.5719 | 82.39%
[5 empty] | 82.4 | 82.4% | 4.6255 | 127.6051 | 82.4%
[5 empty] | 82.41 | 82.41% | 4.6276 | 127.6383 | 82.41%
[5 empty] | 82.42 | 82.42% | 4.6298 | 127.6715 | 82.42%
[5 empty] | 82.43 | 82.43% | 4.6319 | 127.7047 | 82.43%
[5 empty] | 82.44 | 82.44% | 4.634 | 127.7379 | 82.44%
[5 empty] | 82.45 | 82.45% | 4.6362 | 127.7712 | 82.45%
[5 empty] | 82.46 | 82.46% | 4.6383 | 127.8044 | 82.46%
[5 empty] | 82.47 | 82.47% | 4.6405 | 127.8377 | 82.47%
[5 empty] | 82.48 | 82.48% | 4.6426 | 127.8709 | 82.48%
[5 empty] | 82.49 | 82.49% | 4.6447 | 127.9042 | 82.49%
[5 empty] | 82.5 | 82.5% | 4.6469 | 127.9374 | 82.5%
[5 empty] | 82.51 | 82.51% | 4.649 | 127.9707 | 82.51%
[5 empty] | 82.52 | 82.52% | 4.6512 | 128.004 | 82.52%
[5 empty] | 82.53 | 82.53% | 4.6533 | 128.0373 | 82.53%
[5 empty] | 82.54 | 82.54% | 4.6555 | 128.0706 | 82.54%
[5 empty] | 82.55 | 82.55% | 4.6576 | 128.1039 | 82.55%
[5 empty] | 82.56 | 82.56% | 4.6598 | 128.1373 | 82.56%
[5 empty] | 82.57 | 82.57% | 4.6619 | 128.1706 | 82.57%
[5 empty] | 82.58 | 82.58% | 4.6641 | 128.2039 | 82.58%
[5 empty] | 82.59 | 82.59% | 4.6663 | 128.2373 | 82.59%
[5 empty] | 82.6 | 82.6% | 4.6684 | 128.2706 | 82.6%
[5 empty] | 82.61 | 82.61% | 4.6706 | 128.304 | 82.61%
[5 empty] | 82.62 | 82.62% | 4.6727 | 128.3374 | 82.62%
[5 empty] | 82.63 | 82.63% | 4.6749 | 128.3707 | 82.63%
[5 empty] | 82.64 | 82.64% | 4.6771 | 128.4041 | 82.64%
[5 empty] | 82.65 | 82.65% | 4.6793 | 128.4375 | 82.65%
[5 empty] | 82.66 | 82.66% | 4.6814 | 128.4709 | 82.66%
[5 empty] | 82.67 | 82.67% | 4.6836 | 128.5043 | 82.67%
[5 empty] | 82.68 | 82.68% | 4.6858 | 128.5378 | 82.68%
[5 empty] | 82.69 | 82.69% | 4.6879 | 128.5712 | 82.69%
[5 empty] | 82.7 | 82.7% | 4.6901 | 128.6046 | 82.7%
[5 empty] | 82.71 | 82.71% | 4.6923 | 128.6381 | 82.71%
[5 empty] | 82.72 | 82.72% | 4.6945 | 128.6715 | 82.72%
[5 empty] | 82.73 | 82.73% | 4.6967 | 128.705 | 82.73%
[5 empty] | 82.74 | 82.74% | 4.6988 | 128.7385 | 82.74%
[5 empty] | 82.75 | 82.75% | 4.701 | 128.772 | 82.75%
[5 empty] | 82.76 | 82.76% | 4.7032 | 128.8054 | 82.76%
[5 empty] | 82.77 | 82.77% | 4.7054 | 128.8389 | 82.77%
[5 empty] | 82.78 | 82.78% | 4.7076 | 128.8725 | 82.78%
[5 empty] | 82.79 | 82.79% | 4.7098 | 128.906 | 82.79%
[5 empty] | 82.8 | 82.8% | 4.712 | 128.9395 | 82.8%
[5 empty] | 82.81 | 82.81% | 4.7142 | 128.973 | 82.81%
[5 empty] | 82.82 | 82.82% | 4.7164 | 129.0066 | 82.82%
[5 empty] | 82.83 | 82.83% | 4.7186 | 129.0401 | 82.83%
[5 empty] | 82.84 | 82.84% | 4.7208 | 129.0737 | 82.84%
[5 empty] | 82.85 | 82.85% | 4.723 | 129.1072 | 82.85%
[5 empty] | 82.86 | 82.86% | 4.7252 | 129.1408 | 82.86%
[5 empty] | 82.87 | 82.87% | 4.7274 | 129.1744 | 82.87%
[5 empty] | 82.88 | 82.88% | 4.7296 | 129.208 | 82.88%
[5 empty] | 82.89 | 82.89% | 4.7318 | 129.2416 | 82.89%
[5 empty] | 82.9 | 82.9% | 4.734 | 129.2752 | 82.9%
[5 empty] | 82.91 | 82.91% | 4.7362 | 129.3088 | 82.91%
[5 empty] | 82.92 | 82.92% | 4.7384 | 129.3424 | 82.92%
[5 empty] | 82.93 | 82.93% | 4.7406 | 129.376 | 82.93%
[5 empty] | 82.94 | 82.94% | 4.7428 | 129.4097 | 82.94%
[5 empty] | 82.95 | 82.95% | 4.7451 | 129.4433 | 82.95%
[5 empty] | 82.96 | 82.96% | 4.7473 | 129.477 | 82.96%
[5 empty] | 82.97 | 82.97% | 4.7495 | 129.5106 | 82.97%
[5 empty] | 82.98 | 82.98% | 4.7517 | 129.5443 | 82.98%
[5 empty] | 82.99 | 82.99% | 4.7539 | 129.578 | 82.99%
[5 empty] | 83 | 83% | 4.7562 | 129.6117 | 83%
[5 empty] | 83.01 | 83.01% | 4.7584 | 129.6454 | 83.01%
[5 empty] | 83.02 | 83.02% | 4.7606 | 129.6791 | 83.02%
[5 empty] | 83.03 | 83.03% | 4.7629 | 129.7128 | 83.03%
[5 empty] | 83.04 | 83.04% | 4.7651 | 129.7465 | 83.04%
[5 empty] | 83.05 | 83.05% | 4.7673 | 129.7802 | 83.05%
[5 empty] | 83.06 | 83.06% | 4.7696 | 129.814 | 83.06%
[5 empty] | 83.07 | 83.07% | 4.7718 | 129.8477 | 83.07%
[5 empty] | 83.08 | 83.08% | 4.774 | 129.8815 | 83.08%
[5 empty] | 83.09 | 83.09% | 4.7763 | 129.9152 | 83.09%
[5 empty] | 83.1 | 83.1% | 4.7785 | 129.949 | 83.1%
[5 empty] | 83.11 | 83.11% | 4.7807 | 129.9828 | 83.11%
[5 empty] | 83.12 | 83.12% | 4.783 | 130.0166 | 83.12%
[5 empty] | 83.13 | 83.13% | 4.7852 | 130.0504 | 83.13%
[5 empty] | 83.14 | 83.14% | 4.7875 | 130.0842 | 83.14%
[5 empty] | 83.15 | 83.15% | 4.7897 | 130.118 | 83.15%
[5 empty] | 83.16 | 83.16% | 4.792 | 130.1518 | 83.16%
[5 empty] | 83.17 | 83.17% | 4.7942 | 130.1856 | 83.17%
[5 empty] | 83.18 | 83.18% | 4.7965 | 130.2195 | 83.18%
[5 empty] | 83.19 | 83.19% | 4.7987 | 130.2533 | 83.19%
[5 empty] | 83.2 | 83.2% | 4.801 | 130.2872 | 83.2%
[5 empty] | 83.21 | 83.21% | 4.8033 | 130.321 | 83.21%
[5 empty] | 83.22 | 83.22% | 4.8055 | 130.3549 | 83.22%
[5 empty] | 83.23 | 83.23% | 4.8078 | 130.3888 | 83.23%
[5 empty] | 83.24 | 83.24% | 4.8101 | 130.4227 | 83.24%
[5 empty] | 83.25 | 83.25% | 4.8123 | 130.4566 | 83.25%
[5 empty] | 83.26 | 83.26% | 4.8146 | 130.4905 | 83.26%
[5 empty] | 83.27 | 83.27% | 4.8169 | 130.5244 | 83.27%
[5 empty] | 83.28 | 83.28% | 4.8191 | 130.5583 | 83.28%
[5 empty] | 83.29 | 83.29% | 4.8214 | 130.5922 | 83.29%
[5 empty] | 83.3 | 83.3% | 4.8237 | 130.6262 | 83.3%
[5 empty] | 83.31 | 83.31% | 4.8259 | 130.6601 | 83.31%
[5 empty] | 83.32 | 83.32% | 4.8282 | 130.694 | 83.32%
[5 empty] | 83.33 | 83.33% | 4.8305 | 130.728 | 83.33%
[5 empty] | 83.34 | 83.34% | 4.8328 | 130.762 | 83.34%
[5 empty] | 83.35 | 83.35% | 4.8351 | 130.7959 | 83.35%
[5 empty] | 83.36 | 83.36% | 4.8373 | 130.8299 | 83.36%
[5 empty] | 83.37 | 83.37% | 4.8396 | 130.8639 | 83.37%
[5 empty] | 83.38 | 83.38% | 4.8419 | 130.8979 | 83.38%
[5 empty] | 83.39 | 83.39% | 4.8442 | 130.9319 | 83.39%
[5 empty] | 83.4 | 83.4% | 4.8465 | 130.9659 | 83.4%
[5 empty] | 83.41 | 83.41% | 4.8488 | 131 | 83.41%
[5 empty] | 83.42 | 83.42% | 4.8511 | 131.034 | 83.42%
[5 empty] | 83.43 | 83.43% | 4.8534 | 131.068 | 83.43%
[5 empty] | 83.44 | 83.44% | 4.8557 | 131.1021 | 83.44%
[5 empty] | 83.45 | 83.45% | 4.858 | 131.1362 | 83.45%
[5 empty] | 83.46 | 83.46% | 4.8603 | 131.1702 | 83.46%
[5 empty] | 83.47 | 83.47% | 4.8626 | 131.2043 | 83.47%
[5 empty] | 83.48 | 83.48% | 4.8649 | 131.2384 | 83.48%
[5 empty] | 83.49 | 83.49% | 4.8672 | 131.2725 | 83.49%
[5 empty] | 83.5 | 83.5% | 4.8695 | 131.3066 | 83.5%
[5 empty] | 83.51 | 83.51% | 4.8718 | 131.3407 | 83.51%
[5 empty] | 83.52 | 83.52% | 4.8741 | 131.3748 | 83.52%
[5 empty] | 83.53 | 83.53% | 4.8764 | 131.4089 | 83.53%
[5 empty] | 83.54 | 83.54% | 4.8787 | 131.443 | 83.54%
[5 empty] | 83.55 | 83.55% | 4.881 | 131.4772 | 83.55%
[5 empty] | 83.56 | 83.56% | 4.8834 | 131.5113 | 83.56%
[5 empty] | 83.57 | 83.57% | 4.8857 | 131.5455 | 83.57%
[5 empty] | 83.58 | 83.58% | 4.888 | 131.5796 | 83.58%
[5 empty] | 83.59 | 83.59% | 4.8903 | 131.6138 | 83.59%
[5 empty] | 83.6 | 83.6% | 4.8926 | 131.648 | 83.6%
[5 empty] | 83.61 | 83.61% | 4.895 | 131.6822 | 83.61%
[5 empty] | 83.62 | 83.62% | 4.8973 | 131.7164 | 83.62%
[5 empty] | 83.63 | 83.63% | 4.8996 | 131.7506 | 83.63%
[5 empty] | 83.64 | 83.64% | 4.902 | 131.7848 | 83.64%
[5 empty] | 83.65 | 83.65% | 4.9043 | 131.819 | 83.65%
[5 empty] | 83.66 | 83.66% | 4.9066 | 131.8532 | 83.66%
[5 empty] | 83.67 | 83.67% | 4.909 | 131.8875 | 83.67%
[5 empty] | 83.68 | 83.68% | 4.9113 | 131.9217 | 83.68%
[5 empty] | 83.69 | 83.69% | 4.9136 | 131.956 | 83.69%
[5 empty] | 83.7 | 83.7% | 4.916 | 131.9902 | 83.7%
[5 empty] | 83.71 | 83.71% | 4.9183 | 132.0245 | 83.71%
[5 empty] | 83.72 | 83.72% | 4.9207 | 132.0588 | 83.72%
[5 empty] | 83.73 | 83.73% | 4.923 | 132.093 | 83.73%
[5 empty] | 83.74 | 83.74% | 4.9253 | 132.1273 | 83.74%
[5 empty] | 83.75 | 83.75% | 4.9277 | 132.1616 | 83.75%
[5 empty] | 83.76 | 83.76% | 4.93 | 132.1959 | 83.76%
[5 empty] | 83.77 | 83.77% | 4.9324 | 132.2303 | 83.77%
[5 empty] | 83.78 | 83.78% | 4.9347 | 132.2646 | 83.78%
[5 empty] | 83.79 | 83.79% | 4.9371 | 132.2989 | 83.79%
[5 empty] | 83.8 | 83.8% | 4.9395 | 132.3333 | 83.8%
[5 empty] | 83.81 | 83.81% | 4.9418 | 132.3676 | 83.81%
[5 empty] | 83.82 | 83.82% | 4.9442 | 132.402 | 83.82%
[5 empty] | 83.83 | 83.83% | 4.9465 | 132.4363 | 83.83%
[5 empty] | 83.84 | 83.84% | 4.9489 | 132.4707 | 83.84%
[5 empty] | 83.85 | 83.85% | 4.9513 | 132.5051 | 83.85%
[5 empty] | 83.86 | 83.86% | 4.9536 | 132.5395 | 83.86%
[5 empty] | 83.87 | 83.87% | 4.956 | 132.5739 | 83.87%
[5 empty] | 83.88 | 83.88% | 4.9584 | 132.6083 | 83.88%
[5 empty] | 83.89 | 83.89% | 4.9607 | 132.6427 | 83.89%
[5 empty] | 83.9 | 83.9% | 4.9631 | 132.6771 | 83.9%
[5 empty] | 83.91 | 83.91% | 4.9655 | 132.7115 | 83.91%
[5 empty] | 83.92 | 83.92% | 4.9679 | 132.746 | 83.92%
[5 empty] | 83.93 | 83.93% | 4.9702 | 132.7804 | 83.93%
[5 empty] | 83.94 | 83.94% | 4.9726 | 132.8149 | 83.94%
[5 empty] | 83.95 | 83.95% | 4.975 | 132.8493 | 83.95%
[5 empty] | 83.96 | 83.96% | 4.9774 | 132.8838 | 83.96%
[5 empty] | 83.97 | 83.97% | 4.9798 | 132.9183 | 83.97%
[5 empty] | 83.98 | 83.98% | 4.9822 | 132.9528 | 83.98%
[5 empty] | 83.99 | 83.99% | 4.9846 | 132.9873 | 83.99%
[5 empty] | 84 | 84% | 4.9869 | 133.0218 | 84%
[5 empty] | 84.01 | 84.01% | 4.9893 | 133.0563 | 84.01%
[5 empty] | 84.02 | 84.02% | 4.9917 | 133.0908 | 84.02%
[5 empty] | 84.03 | 84.03% | 4.9941 | 133.1253 | 84.03%
[5 empty] | 84.04 | 84.04% | 4.9965 | 133.1598 | 84.04%
[5 empty] | 84.05 | 84.05% | 4.9989 | 133.1944 | 84.05%
[5 empty] | 84.06 | 84.06% | 5.0013 | 133.2289 | 84.06%
[5 empty] | 84.07 | 84.07% | 5.0037 | 133.2635 | 84.07%
[5 empty] | 84.08 | 84.08% | 5.0061 | 133.298 | 84.08%
[5 empty] | 84.09 | 84.09% | 5.0085 | 133.3326 | 84.09%
[5 empty] | 84.1 | 84.1% | 5.0109 | 133.3672 | 84.1%
[5 empty] | 84.11 | 84.11% | 5.0133 | 133.4018 | 84.11%
[5 empty] | 84.12 | 84.12% | 5.0158 | 133.4364 | 84.12%
[5 empty] | 84.13 | 84.13% | 5.0182 | 133.471 | 84.13%
[5 empty] | 84.14 | 84.14% | 5.0206 | 133.5056 | 84.14%
[5 empty] | 84.15 | 84.15% | 5.023 | 133.5402 | 84.15%
[5 empty] | 84.16 | 84.16% | 5.0254 | 133.5748 | 84.16%
[5 empty] | 84.17 | 84.17% | 5.0278 | 133.6095 | 84.17%
[5 empty] | 84.18 | 84.18% | 5.0303 | 133.6441 | 84.18%
[5 empty] | 84.19 | 84.19% | 5.0327 | 133.6788 | 84.19%
[5 empty] | 84.2 | 84.2% | 5.0351 | 133.7134 | 84.2%
[5 empty] | 84.21 | 84.21% | 5.0375 | 133.7481 | 84.21%
[5 empty] | 84.22 | 84.22% | 5.04 | 133.7828 | 84.22%
[5 empty] | 84.23 | 84.23% | 5.0424 | 133.8175 | 84.23%
[5 empty] | 84.24 | 84.24% | 5.0448 | 133.8522 | 84.24%
[5 empty] | 84.25 | 84.25% | 5.0472 | 133.8869 | 84.25%
[5 empty] | 84.26 | 84.26% | 5.0497 | 133.9216 | 84.26%
[5 empty] | 84.27 | 84.27% | 5.0521 | 133.9563 | 84.27%
[5 empty] | 84.28 | 84.28% | 5.0546 | 133.991 | 84.28%
[5 empty] | 84.29 | 84.29% | 5.057 | 134.0257 | 84.29%
[5 empty] | 84.3 | 84.3% | 5.0594 | 134.0605 | 84.3%
[5 empty] | 84.31 | 84.31% | 5.0619 | 134.0952 | 84.31%
[5 empty] | 84.32 | 84.32% | 5.0643 | 134.13 | 84.32%
[5 empty] | 84.33 | 84.33% | 5.0668 | 134.1647 | 84.33%
[5 empty] | 84.34 | 84.34% | 5.0692 | 134.1995 | 84.34%
[5 empty] | 84.35 | 84.35% | 5.0717 | 134.2343 | 84.35%
[5 empty] | 84.36 | 84.36% | 5.0741 | 134.2691 | 84.36%
[5 empty] | 84.37 | 84.37% | 5.0766 | 134.3039 | 84.37%
[5 empty] | 84.38 | 84.38% | 5.079 | 134.3387 | 84.38%
[5 empty] | 84.39 | 84.39% | 5.0815 | 134.3735 | 84.39%
[5 empty] | 84.4 | 84.4% | 5.0839 | 134.4083 | 84.4%
[5 empty] | 84.41 | 84.41% | 5.0864 | 134.4431 | 84.41%
[5 empty] | 84.42 | 84.42% | 5.0889 | 134.4779 | 84.42%
[5 empty] | 84.43 | 84.43% | 5.0913 | 134.5128 | 84.43%
[5 empty] | 84.44 | 84.44% | 5.0938 | 134.5476 | 84.44%
[5 empty] | 84.45 | 84.45% | 5.0963 | 134.5825 | 84.45%
[5 empty] | 84.46 | 84.46% | 5.0987 | 134.6173 | 84.46%
[5 empty] | 84.47 | 84.47% | 5.1012 | 134.6522 | 84.47%
[5 empty] | 84.48 | 84.48% | 5.1037 | 134.6871 | 84.48%
[5 empty] | 84.49 | 84.49% | 5.1061 | 134.722 | 84.49%
[5 empty] | 84.5 | 84.5% | 5.1086 | 134.7569 | 84.5%
[5 empty] | 84.51 | 84.51% | 5.1111 | 134.7918 | 84.51%
[5 empty] | 84.52 | 84.52% | 5.1136 | 134.8267 | 84.52%
[5 empty] | 84.53 | 84.53% | 5.1161 | 134.8616 | 84.53%
[5 empty] | 84.54 | 84.54% | 5.1185 | 134.8965 | 84.54%
[5 empty] | 84.55 | 84.55% | 5.121 | 134.9315 | 84.55%
[5 empty] | 84.56 | 84.56% | 5.1235 | 134.9664 | 84.56%
[5 empty] | 84.57 | 84.57% | 5.126 | 135.0014 | 84.57%
[5 empty] | 84.58 | 84.58% | 5.1285 | 135.0363 | 84.58%
[5 empty] | 84.59 | 84.59% | 5.131 | 135.0713 | 84.59%
[5 empty] | 84.6 | 84.6% | 5.1335 | 135.1063 | 84.6%
[5 empty] | 84.61 | 84.61% | 5.136 | 135.1412 | 84.61%
[5 empty] | 84.62 | 84.62% | 5.1385 | 135.1762 | 84.62%
[5 empty] | 84.63 | 84.63% | 5.141 | 135.2112 | 84.63%
[5 empty] | 84.64 | 84.64% | 5.1435 | 135.2462 | 84.64%
[5 empty] | 84.65 | 84.65% | 5.146 | 135.2813 | 84.65%
[5 empty] | 84.66 | 84.66% | 5.1485 | 135.3163 | 84.66%
[5 empty] | 84.67 | 84.67% | 5.151 | 135.3513 | 84.67%
[5 empty] | 84.68 | 84.68% | 5.1535 | 135.3863 | 84.68%
[5 empty] | 84.69 | 84.69% | 5.156 | 135.4214 | 84.69%
[5 empty] | 84.7 | 84.7% | 5.1585 | 135.4564 | 84.7%
[5 empty] | 84.71 | 84.71% | 5.161 | 135.4915 | 84.71%
[5 empty] | 84.72 | 84.72% | 5.1635 | 135.5266 | 84.72%
[5 empty] | 84.73 | 84.73% | 5.166 | 135.5616 | 84.73%
[5 empty] | 84.74 | 84.74% | 5.1685 | 135.5967 | 84.74%
[5 empty] | 84.75 | 84.75% | 5.1711 | 135.6318 | 84.75%
[5 empty] | 84.76 | 84.76% | 5.1736 | 135.6669 | 84.76%
[5 empty] | 84.77 | 84.77% | 5.1761 | 135.702 | 84.77%
[5 empty] | 84.78 | 84.78% | 5.1786 | 135.7371 | 84.78%
[5 empty] | 84.79 | 84.79% | 5.1812 | 135.7722 | 84.79%
[5 empty] | 84.8 | 84.8% | 5.1837 | 135.8074 | 84.8%
[5 empty] | 84.81 | 84.81% | 5.1862 | 135.8425 | 84.81%
[5 empty] | 84.82 | 84.82% | 5.1887 | 135.8776 | 84.82%
[5 empty] | 84.83 | 84.83% | 5.1913 | 135.9128 | 84.83%
[5 empty] | 84.84 | 84.84% | 5.1938 | 135.948 | 84.84%
[5 empty] | 84.85 | 84.85% | 5.1964 | 135.9831 | 84.85%
[5 empty] | 84.86 | 84.86% | 5.1989 | 136.0183 | 84.86%
[5 empty] | 84.87 | 84.87% | 5.2014 | 136.0535 | 84.87%
[5 empty] | 84.88 | 84.88% | 5.204 | 136.0887 | 84.88%
[5 empty] | 84.89 | 84.89% | 5.2065 | 136.1239 | 84.89%
[5 empty] | 84.9 | 84.9% | 5.2091 | 136.1591 | 84.9%
[5 empty] | 84.91 | 84.91% | 5.2116 | 136.1943 | 84.91%
[5 empty] | 84.92 | 84.92% | 5.2142 | 136.2295 | 84.92%
[5 empty] | 84.93 | 84.93% | 5.2167 | 136.2647 | 84.93%
[5 empty] | 84.94 | 84.94% | 5.2193 | 136.3 | 84.94%
[5 empty] | 84.95 | 84.95% | 5.2218 | 136.3352 | 84.95%
[5 empty] | 84.96 | 84.96% | 5.2244 | 136.3705 | 84.96%
[5 empty] | 84.97 | 84.97% | 5.2269 | 136.4057 | 84.97%
[5 empty] | 84.98 | 84.98% | 5.2295 | 136.441 | 84.98%
[5 empty] | 84.99 | 84.99% | 5.232 | 136.4763 | 84.99%
[5 empty] | 85 | 85% | 5.2346 | 136.5115 | 85%
[5 empty] | 85.01 | 85.01% | 5.2372 | 136.5468 | 85.01%
[5 empty] | 85.02 | 85.02% | 5.2397 | 136.5821 | 85.02%
[5 empty] | 85.03 | 85.03% | 5.2423 | 136.6174 | 85.03%
[5 empty] | 85.04 | 85.04% | 5.2449 | 136.6528 | 85.04%
[5 empty] | 85.05 | 85.05% | 5.2474 | 136.6881 | 85.05%
[5 empty] | 85.06 | 85.06% | 5.25 | 136.7234 | 85.06%
[5 empty] | 85.07 | 85.07% | 5.2526 | 136.7587 | 85.07%
[5 empty] | 85.08 | 85.08% | 5.2552 | 136.7941 | 85.08%
[5 empty] | 85.09 | 85.09% | 5.2577 | 136.8294 | 85.09%
[5 empty] | 85.1 | 85.1% | 5.2603 | 136.8648 | 85.1%
[5 empty] | 85.11 | 85.11% | 5.2629 | 136.9002 | 85.11%
[5 empty] | 85.12 | 85.12% | 5.2655 | 136.9355 | 85.12%
[5 empty] | 85.13 | 85.13% | 5.2681 | 136.9709 | 85.13%
[5 empty] | 85.14 | 85.14% | 5.2707 | 137.0063 | 85.14%
[5 empty] | 85.15 | 85.15% | 5.2733 | 137.0417 | 85.15%
[5 empty] | 85.16 | 85.16% | 5.2758 | 137.0771 | 85.16%
[5 empty] | 85.17 | 85.17% | 5.2784 | 137.1125 | 85.17%
[5 empty] | 85.18 | 85.18% | 5.281 | 137.1479 | 85.18%
[5 empty] | 85.19 | 85.19% | 5.2836 | 137.1834 | 85.19%
[5 empty] | 85.2 | 85.2% | 5.2862 | 137.2188 | 85.2%
[5 empty] | 85.21 | 85.21% | 5.2888 | 137.2542 | 85.21%
[5 empty] | 85.22 | 85.22% | 5.2914 | 137.2897 | 85.22%
[5 empty] | 85.23 | 85.23% | 5.294 | 137.3251 | 85.23%
[5 empty] | 85.24 | 85.24% | 5.2966 | 137.3606 | 85.24%
[5 empty] | 85.25 | 85.25% | 5.2992 | 137.3961 | 85.25%
[5 empty] | 85.26 | 85.26% | 5.3019 | 137.4316 | 85.26%
[5 empty] | 85.27 | 85.27% | 5.3045 | 137.467 | 85.27%
[5 empty] | 85.28 | 85.28% | 5.3071 | 137.5025 | 85.28%
[5 empty] | 85.29 | 85.29% | 5.3097 | 137.538 | 85.29%
[5 empty] | 85.3 | 85.3% | 5.3123 | 137.5735 | 85.3%
[5 empty] | 85.31 | 85.31% | 5.3149 | 137.6091 | 85.31%
[5 empty] | 85.32 | 85.32% | 5.3175 | 137.6446 | 85.32%
[5 empty] | 85.33 | 85.33% | 5.3202 | 137.6801 | 85.33%
[5 empty] | 85.34 | 85.34% | 5.3228 | 137.7157 | 85.34%
[5 empty] | 85.35 | 85.35% | 5.3254 | 137.7512 | 85.35%
[5 empty] | 85.36 | 85.36% | 5.328 | 137.7868 | 85.36%
[5 empty] | 85.37 | 85.37% | 5.3307 | 137.8223 | 85.37%
[5 empty] | 85.38 | 85.38% | 5.3333 | 137.8579 | 85.38%
[5 empty] | 85.39 | 85.39% | 5.3359 | 137.8935 | 85.39%
[5 empty] | 85.4 | 85.4% | 5.3386 | 137.9291 | 85.4%
[5 empty] | 85.41 | 85.41% | 5.3412 | 137.9646 | 85.41%
[5 empty] | 85.42 | 85.42% | 5.3438 | 138.0002 | 85.42%
[5 empty] | 85.43 | 85.43% | 5.3465 | 138.0359 | 85.43%
[5 empty] | 85.44 | 85.44% | 5.3491 | 138.0715 | 85.44%
[5 empty] | 85.45 | 85.45% | 5.3518 | 138.1071 | 85.45%
[5 empty] | 85.46 | 85.46% | 5.3544 | 138.1427 | 85.46%
[5 empty] | 85.47 | 85.47% | 5.357 | 138.1784 | 85.47%
[5 empty] | 85.48 | 85.48% | 5.3597 | 138.214 | 85.48%
[5 empty] | 85.49 | 85.49% | 5.3623 | 138.2497 | 85.49%
[5 empty] | 85.5 | 85.5% | 5.365 | 138.2853 | 85.5%
[5 empty] | 85.51 | 85.51% | 5.3676 | 138.321 | 85.51%
[5 empty] | 85.52 | 85.52% | 5.3703 | 138.3567 | 85.52%
[5 empty] | 85.53 | 85.53% | 5.373 | 138.3923 | 85.53%
[5 empty] | 85.54 | 85.54% | 5.3756 | 138.428 | 85.54%
[5 empty] | 85.55 | 85.55% | 5.3783 | 138.4637 | 85.55%
[5 empty] | 85.56 | 85.56% | 5.3809 | 138.4994 | 85.56%
[5 empty] | 85.57 | 85.57% | 5.3836 | 138.5351 | 85.57%
[5 empty] | 85.58 | 85.58% | 5.3863 | 138.5709 | 85.58%
[5 empty] | 85.59 | 85.59% | 5.3889 | 138.6066 | 85.59%
[5 empty] | 85.6 | 85.6% | 5.3916 | 138.6423 | 85.6%
[5 empty] | 85.61 | 85.61% | 5.3943 | 138.6781 | 85.61%
[5 empty] | 85.62 | 85.62% | 5.3969 | 138.7138 | 85.62%
[5 empty] | 85.63 | 85.63% | 5.3996 | 138.7496 | 85.63%
[5 empty] | 85.64 | 85.64% | 5.4023 | 138.7853 | 85.64%
[5 empty] | 85.65 | 85.65% | 5.405 | 138.8211 | 85.65%
[5 empty] | 85.66 | 85.66% | 5.4077 | 138.8569 | 85.66%
[5 empty] | 85.67 | 85.67% | 5.4103 | 138.8927 | 85.67%
[5 empty] | 85.68 | 85.68% | 5.413 | 138.9285 | 85.68%
[5 empty] | 85.69 | 85.69% | 5.4157 | 138.9643 | 85.69%
[5 empty] | 85.7 | 85.7% | 5.4184 | 139.0001 | 85.7%
[5 empty] | 85.71 | 85.71% | 5.4211 | 139.0359 | 85.71%
[5 empty] | 85.72 | 85.72% | 5.4238 | 139.0717 | 85.72%
[5 empty] | 85.73 | 85.73% | 5.4265 | 139.1075 | 85.73%
[5 empty] | 85.74 | 85.74% | 5.4292 | 139.1434 | 85.74%
[5 empty] | 85.75 | 85.75% | 5.4319 | 139.1792 | 85.75%
[5 empty] | 85.76 | 85.76% | 5.4346 | 139.2151 | 85.76%
[5 empty] | 85.77 | 85.77% | 5.4373 | 139.2509 | 85.77%
[5 empty] | 85.78 | 85.78% | 5.44 | 139.2868 | 85.78%
[5 empty] | 85.79 | 85.79% | 5.4427 | 139.3227 | 85.79%
[5 empty] | 85.8 | 85.8% | 5.4454 | 139.3586 | 85.8%
[5 empty] | 85.81 | 85.81% | 5.4481 | 139.3944 | 85.81%
[5 empty] | 85.82 | 85.82% | 5.4508 | 139.4303 | 85.82%
[5 empty] | 85.83 | 85.83% | 5.4535 | 139.4662 | 85.83%
[5 empty] | 85.84 | 85.84% | 5.4562 | 139.5022 | 85.84%
[5 empty] | 85.85 | 85.85% | 5.4589 | 139.5381 | 85.85%
[5 empty] | 85.86 | 85.86% | 5.4616 | 139.574 | 85.86%
[5 empty] | 85.87 | 85.87% | 5.4644 | 139.6099 | 85.87%
[5 empty] | 85.88 | 85.88% | 5.4671 | 139.6459 | 85.88%
[5 empty] | 85.89 | 85.89% | 5.4698 | 139.6818 | 85.89%
[5 empty] | 85.9 | 85.9% | 5.4725 | 139.7178 | 85.9%
[5 empty] | 85.91 | 85.91% | 5.4752 | 139.7537 | 85.91%
[5 empty] | 85.92 | 85.92% | 5.478 | 139.7897 | 85.92%
[5 empty] | 85.93 | 85.93% | 5.4807 | 139.8257 | 85.93%
[5 empty] | 85.94 | 85.94% | 5.4834 | 139.8617 | 85.94%
[5 empty] | 85.95 | 85.95% | 5.4862 | 139.8977 | 85.95%
[5 empty] | 85.96 | 85.96% | 5.4889 | 139.9337 | 85.96%
[5 empty] | 85.97 | 85.97% | 5.4916 | 139.9697 | 85.97%
[5 empty] | 85.98 | 85.98% | 5.4944 | 140.0057 | 85.98%
[5 empty] | 85.99 | 85.99% | 5.4971 | 140.0417 | 85.99%
[5 empty] | 86 | 86% | 5.4999 | 140.0777 | 86%
[5 empty] | 86.01 | 86.01% | 5.5026 | 140.1138 | 86.01%
[5 empty] | 86.02 | 86.02% | 5.5053 | 140.1498 | 86.02%
[5 empty] | 86.03 | 86.03% | 5.5081 | 140.1858 | 86.03%
[5 empty] | 86.04 | 86.04% | 5.5108 | 140.2219 | 86.04%
[5 empty] | 86.05 | 86.05% | 5.5136 | 140.258 | 86.05%
[5 empty] | 86.06 | 86.06% | 5.5163 | 140.294 | 86.06%
[5 empty] | 86.07 | 86.07% | 5.5191 | 140.3301 | 86.07%
[5 empty] | 86.08 | 86.08% | 5.5219 | 140.3662 | 86.08%
[5 empty] | 86.09 | 86.09% | 5.5246 | 140.4023 | 86.09%
[5 empty] | 86.1 | 86.1% | 5.5274 | 140.4384 | 86.1%
[5 empty] | 86.11 | 86.11% | 5.5301 | 140.4745 | 86.11%
[5 empty] | 86.12 | 86.12% | 5.5329 | 140.5106 | 86.12%
[5 empty] | 86.13 | 86.13% | 5.5357 | 140.5467 | 86.13%
[5 empty] | 86.14 | 86.14% | 5.5384 | 140.5829 | 86.14%
[5 empty] | 86.15 | 86.15% | 5.5412 | 140.619 | 86.15%
[5 empty] | 86.16 | 86.16% | 5.544 | 140.6551 | 86.16%
[5 empty] | 86.17 | 86.17% | 5.5468 | 140.6913 | 86.17%
[5 empty] | 86.18 | 86.18% | 5.5495 | 140.7275 | 86.18%
[5 empty] | 86.19 | 86.19% | 5.5523 | 140.7636 | 86.19%
[5 empty] | 86.2 | 86.2% | 5.5551 | 140.7998 | 86.2%
[5 empty] | 86.21 | 86.21% | 5.5579 | 140.836 | 86.21%
[5 empty] | 86.22 | 86.22% | 5.5606 | 140.8722 | 86.22%
[5 empty] | 86.23 | 86.23% | 5.5634 | 140.9083 | 86.23%
[5 empty] | 86.24 | 86.24% | 5.5662 | 140.9445 | 86.24%
[5 empty] | 86.25 | 86.25% | 5.569 | 140.9808 | 86.25%
[5 empty] | 86.26 | 86.26% | 5.5718 | 141.017 | 86.26%
[5 empty] | 86.27 | 86.27% | 5.5746 | 141.0532 | 86.27%
[5 empty] | 86.28 | 86.28% | 5.5774 | 141.0894 | 86.28%
[5 empty] | 86.29 | 86.29% | 5.5802 | 141.1257 | 86.29%
[5 empty] | 86.3 | 86.3% | 5.583 | 141.1619 | 86.3%
[5 empty] | 86.31 | 86.31% | 5.5858 | 141.1982 | 86.31%
[5 empty] | 86.32 | 86.32% | 5.5886 | 141.2344 | 86.32%
[5 empty] | 86.33 | 86.33% | 5.5914 | 141.2707 | 86.33%
[5 empty] | 86.34 | 86.34% | 5.5942 | 141.3069 | 86.34%
[5 empty] | 86.35 | 86.35% | 5.597 | 141.3432 | 86.35%
[5 empty] | 86.36 | 86.36% | 5.5998 | 141.3795 | 86.36%
[5 empty] | 86.37 | 86.37% | 5.6026 | 141.4158 | 86.37%
[5 empty] | 86.38 | 86.38% | 5.6054 | 141.4521 | 86.38%
[5 empty] | 86.39 | 86.39% | 5.6082 | 141.4884 | 86.39%
[5 empty] | 86.4 | 86.4% | 5.611 | 141.5247 | 86.4%
[5 empty] | 86.41 | 86.41% | 5.6139 | 141.5611 | 86.41%
[5 empty] | 86.42 | 86.42% | 5.6167 | 141.5974 | 86.42%
[5 empty] | 86.43 | 86.43% | 5.6195 | 141.6337 | 86.43%
[5 empty] | 86.44 | 86.44% | 5.6223 | 141.6701 | 86.44%
[5 empty] | 86.45 | 86.45% | 5.6251 | 141.7064 | 86.45%
[5 empty] | 86.46 | 86.46% | 5.628 | 141.7428 | 86.46%
[5 empty] | 86.47 | 86.47% | 5.6308 | 141.7791 | 86.47%
[5 empty] | 86.48 | 86.48% | 5.6336 | 141.8155 | 86.48%
[5 empty] | 86.49 | 86.49% | 5.6365 | 141.8519 | 86.49%
[5 empty] | 86.5 | 86.5% | 5.6393 | 141.8883 | 86.5%
[5 empty] | 86.51 | 86.51% | 5.6421 | 141.9247 | 86.51%
[5 empty] | 86.52 | 86.52% | 5.645 | 141.9611 | 86.52%
[5 empty] | 86.53 | 86.53% | 5.6478 | 141.9975 | 86.53%
[5 empty] | 86.54 | 86.54% | 5.6507 | 142.0339 | 86.54%
[5 empty] | 86.55 | 86.55% | 5.6535 | 142.0703 | 86.55%
[5 empty] | 86.56 | 86.56% | 5.6563 | 142.1067 | 86.56%
[5 empty] | 86.57 | 86.57% | 5.6592 | 142.1432 | 86.57%
[5 empty] | 86.58 | 86.58% | 5.662 | 142.1796 | 86.58%
[5 empty] | 86.59 | 86.59% | 5.6649 | 142.216 | 86.59%
[5 empty] | 86.6 | 86.6% | 5.6677 | 142.2525 | 86.6%
[5 empty] | 86.61 | 86.61% | 5.6706 | 142.289 | 86.61%
[5 empty] | 86.62 | 86.62% | 5.6735 | 142.3254 | 86.62%
[5 empty] | 86.63 | 86.63% | 5.6763 | 142.3619 | 86.63%
[5 empty] | 86.64 | 86.64% | 5.6792 | 142.3984 | 86.64%
[5 empty] | 86.65 | 86.65% | 5.682 | 142.4349 | 86.65%
[5 empty] | 86.66 | 86.66% | 5.6849 | 142.4714 | 86.66%
[5 empty] | 86.67 | 86.67% | 5.6878 | 142.5079 | 86.67%
[5 empty] | 86.68 | 86.68% | 5.6906 | 142.5444 | 86.68%
[5 empty] | 86.69 | 86.69% | 5.6935 | 142.5809 | 86.69%
[5 empty] | 86.7 | 86.7% | 5.6964 | 142.6174 | 86.7%
[5 empty] | 86.71 | 86.71% | 5.6992 | 142.654 | 86.71%
[5 empty] | 86.72 | 86.72% | 5.7021 | 142.6905 | 86.72%
[5 empty] | 86.73 | 86.73% | 5.705 | 142.7271 | 86.73%
[5 empty] | 86.74 | 86.74% | 5.7079 | 142.7636 | 86.74%
[5 empty] | 86.75 | 86.75% | 5.7108 | 142.8002 | 86.75%
[5 empty] | 86.76 | 86.76% | 5.7136 | 142.8367 | 86.76%
[5 empty] | 86.77 | 86.77% | 5.7165 | 142.8733 | 86.77%
[5 empty] | 86.78 | 86.78% | 5.7194 | 142.9099 | 86.78%
[5 empty] | 86.79 | 86.79% | 5.7223 | 142.9465 | 86.79%
[5 empty] | 86.8 | 86.8% | 5.7252 | 142.9831 | 86.8%
[5 empty] | 86.81 | 86.81% | 5.7281 | 143.0197 | 86.81%
[5 empty] | 86.82 | 86.82% | 5.731 | 143.0563 | 86.82%
[5 empty] | 86.83 | 86.83% | 5.7339 | 143.0929 | 86.83%
[5 empty] | 86.84 | 86.84% | 5.7368 | 143.1295 | 86.84%
[5 empty] | 86.85 | 86.85% | 5.7397 | 143.1662 | 86.85%
[5 empty] | 86.86 | 86.86% | 5.7426 | 143.2028 | 86.86%
[5 empty] | 86.87 | 86.87% | 5.7455 | 143.2394 | 86.87%
[5 empty] | 86.88 | 86.88% | 5.7484 | 143.2761 | 86.88%
[5 empty] | 86.89 | 86.89% | 5.7513 | 143.3127 | 86.89%
[5 empty] | 86.9 | 86.9% | 5.7542 | 143.3494 | 86.9%
[5 empty] | 86.91 | 86.91% | 5.7571 | 143.3861 | 86.91%
[5 empty] | 86.92 | 86.92% | 5.76 | 143.4228 | 86.92%
[5 empty] | 86.93 | 86.93% | 5.7629 | 143.4594 | 86.93%
[5 empty] | 86.94 | 86.94% | 5.7659 | 143.4961 | 86.94%
[5 empty] | 86.95 | 86.95% | 5.7688 | 143.5328 | 86.95%
[5 empty] | 86.96 | 86.96% | 5.7717 | 143.5695 | 86.96%
[5 empty] | 86.97 | 86.97% | 5.7746 | 143.6062 | 86.97%
[5 empty] | 86.98 | 86.98% | 5.7775 | 143.643 | 86.98%
[5 empty] | 86.99 | 86.99% | 5.7805 | 143.6797 | 86.99%
[5 empty] | 87 | 87% | 5.7834 | 143.7164 | 87%
[5 empty] | 87.01 | 87.01% | 5.7863 | 143.7532 | 87.01%
[5 empty] | 87.02 | 87.02% | 5.7893 | 143.7899 | 87.02%
[5 empty] | 87.03 | 87.03% | 5.7922 | 143.8267 | 87.03%
[5 empty] | 87.04 | 87.04% | 5.7951 | 143.8634 | 87.04%
[5 empty] | 87.05 | 87.05% | 5.7981 | 143.9002 | 87.05%
[5 empty] | 87.06 | 87.06% | 5.801 | 143.937 | 87.06%
[5 empty] | 87.07 | 87.07% | 5.8039 | 143.9737 | 87.07%
[5 empty] | 87.08 | 87.08% | 5.8069 | 144.0105 | 87.08%
[5 empty] | 87.09 | 87.09% | 5.8098 | 144.0473 | 87.09%
[5 empty] | 87.1 | 87.1% | 5.8128 | 144.0841 | 87.1%
[5 empty] | 87.11 | 87.11% | 5.8157 | 144.1209 | 87.11%
[5 empty] | 87.12 | 87.12% | 5.8187 | 144.1577 | 87.12%
[5 empty] | 87.13 | 87.13% | 5.8216 | 144.1946 | 87.13%
[5 empty] | 87.14 | 87.14% | 5.8246 | 144.2314 | 87.14%
[5 empty] | 87.15 | 87.15% | 5.8275 | 144.2682 | 87.15%
[5 empty] | 87.16 | 87.16% | 5.8305 | 144.3051 | 87.16%
[5 empty] | 87.17 | 87.17% | 5.8335 | 144.3419 | 87.17%
[5 empty] | 87.18 | 87.18% | 5.8364 | 144.3788 | 87.18%
[5 empty] | 87.19 | 87.19% | 5.8394 | 144.4156 | 87.19%
[5 empty] | 87.2 | 87.2% | 5.8424 | 144.4525 | 87.2%
[5 empty] | 87.21 | 87.21% | 5.8453 | 144.4894 | 87.21%
[5 empty] | 87.22 | 87.22% | 5.8483 | 144.5262 | 87.22%
[5 empty] | 87.23 | 87.23% | 5.8513 | 144.5631 | 87.23%
[5 empty] | 87.24 | 87.24% | 5.8542 | 144.6 | 87.24%
[5 empty] | 87.25 | 87.25% | 5.8572 | 144.6369 | 87.25%
[5 empty] | 87.26 | 87.26% | 5.8602 | 144.6738 | 87.26%
[5 empty] | 87.27 | 87.27% | 5.8632 | 144.7108 | 87.27%
[5 empty] | 87.28 | 87.28% | 5.8662 | 144.7477 | 87.28%
[5 empty] | 87.29 | 87.29% | 5.8691 | 144.7846 | 87.29%
[5 empty] | 87.3 | 87.3% | 5.8721 | 144.8215 | 87.3%
[5 empty] | 87.31 | 87.31% | 5.8751 | 144.8585 | 87.31%
[5 empty] | 87.32 | 87.32% | 5.8781 | 144.8954 | 87.32%
[5 empty] | 87.33 | 87.33% | 5.8811 | 144.9324 | 87.33%
[5 empty] | 87.34 | 87.34% | 5.8841 | 144.9693 | 87.34%
[5 empty] | 87.35 | 87.35% | 5.8871 | 145.0063 | 87.35%
[5 empty] | 87.36 | 87.36% | 5.8901 | 145.0433 | 87.36%
[5 empty] | 87.37 | 87.37% | 5.8931 | 145.0803 | 87.37%
[5 empty] | 87.38 | 87.38% | 5.8961 | 145.1173 | 87.38%
[5 empty] | 87.39 | 87.39% | 5.8991 | 145.1543 | 87.39%
[5 empty] | 87.4 | 87.4% | 5.9021 | 145.1913 | 87.4%
[5 empty] | 87.41 | 87.41% | 5.9051 | 145.2283 | 87.41%
[5 empty] | 87.42 | 87.42% | 5.9081 | 145.2653 | 87.42%
[5 empty] | 87.43 | 87.43% | 5.9111 | 145.3023 | 87.43%
[5 empty] | 87.44 | 87.44% | 5.9141 | 145.3393 | 87.44%
[5 empty] | 87.45 | 87.45% | 5.9171 | 145.3764 | 87.45%
[5 empty] | 87.46 | 87.46% | 5.9202 | 145.4134 | 87.46%
[5 empty] | 87.47 | 87.47% | 5.9232 | 145.4504 | 87.47%
[5 empty] | 87.48 | 87.48% | 5.9262 | 145.4875 | 87.48%
[5 empty] | 87.49 | 87.49% | 5.9292 | 145.5246 | 87.49%
[5 empty] | 87.5 | 87.5% | 5.9322 | 145.5616 | 87.5%
[5 empty] | 87.51 | 87.51% | 5.9353 | 145.5987 | 87.51%
[5 empty] | 87.52 | 87.52% | 5.9383 | 145.6358 | 87.52%
[5 empty] | 87.53 | 87.53% | 5.9413 | 145.6729 | 87.53%
[5 empty] | 87.54 | 87.54% | 5.9444 | 145.71 | 87.54%
[5 empty] | 87.55 | 87.55% | 5.9474 | 145.7471 | 87.55%
[5 empty] | 87.56 | 87.56% | 5.9504 | 145.7842 | 87.56%
[5 empty] | 87.57 | 87.57% | 5.9535 | 145.8213 | 87.57%
[5 empty] | 87.58 | 87.58% | 5.9565 | 145.8584 | 87.58%
[5 empty] | 87.59 | 87.59% | 5.9595 | 145.8955 | 87.59%
[5 empty] | 87.6 | 87.6% | 5.9626 | 145.9327 | 87.6%
[5 empty] | 87.61 | 87.61% | 5.9656 | 145.9698 | 87.61%
[5 empty] | 87.62 | 87.62% | 5.9687 | 146.007 | 87.62%
[5 empty] | 87.63 | 87.63% | 5.9717 | 146.0441 | 87.63%
[5 empty] | 87.64 | 87.64% | 5.9748 | 146.0813 | 87.64%
[5 empty] | 87.65 | 87.65% | 5.9778 | 146.1184 | 87.65%
[5 empty] | 87.66 | 87.66% | 5.9809 | 146.1556 | 87.66%
[5 empty] | 87.67 | 87.67% | 5.9839 | 146.1928 | 87.67%
[5 empty] | 87.68 | 87.68% | 5.987 | 146.23 | 87.68%
[5 empty] | 87.69 | 87.69% | 5.9901 | 146.2672 | 87.69%
[5 empty] | 87.7 | 87.7% | 5.9931 | 146.3044 | 87.7%
[5 empty] | 87.71 | 87.71% | 5.9962 | 146.3416 | 87.71%
[5 empty] | 87.72 | 87.72% | 5.9992 | 146.3788 | 87.72%
[5 empty] | 87.73 | 87.73% | 6.0023 | 146.416 | 87.73%
[5 empty] | 87.74 | 87.74% | 6.0054 | 146.4532 | 87.74%
[5 empty] | 87.75 | 87.75% | 6.0085 | 146.4904 | 87.75%
[5 empty] | 87.76 | 87.76% | 6.0115 | 146.5277 | 87.76%
[5 empty] | 87.77 | 87.77% | 6.0146 | 146.5649 | 87.77%
[5 empty] | 87.78 | 87.78% | 6.0177 | 146.6022 | 87.78%
[5 empty] | 87.79 | 87.79% | 6.0208 | 146.6394 | 87.79%
[5 empty] | 87.8 | 87.8% | 6.0238 | 146.6767 | 87.8%
[5 empty] | 87.81 | 87.81% | 6.0269 | 146.714 | 87.81%
[5 empty] | 87.82 | 87.82% | 6.03 | 146.7512 | 87.82%
[5 empty] | 87.83 | 87.83% | 6.0331 | 146.7885 | 87.83%
[5 empty] | 87.84 | 87.84% | 6.0362 | 146.8258 | 87.84%
[5 empty] | 87.85 | 87.85% | 6.0393 | 146.8631 | 87.85%
[5 empty] | 87.86 | 87.86% | 6.0424 | 146.9004 | 87.86%
[5 empty] | 87.87 | 87.87% | 6.0455 | 146.9377 | 87.87%
[5 empty] | 87.88 | 87.88% | 6.0486 | 146.975 | 87.88%
[5 empty] | 87.89 | 87.89% | 6.0517 | 147.0123 | 87.89%
[5 empty] | 87.9 | 87.9% | 6.0548 | 147.0497 | 87.9%
[5 empty] | 87.91 | 87.91% | 6.0579 | 147.087 | 87.91%
[5 empty] | 87.92 | 87.92% | 6.061 | 147.1243 | 87.92%
[5 empty] | 87.93 | 87.93% | 6.0641 | 147.1617 | 87.93%
[5 empty] | 87.94 | 87.94% | 6.0672 | 147.199 | 87.94%
[5 empty] | 87.95 | 87.95% | 6.0703 | 147.2364 | 87.95%
[5 empty] | 87.96 | 87.96% | 6.0734 | 147.2738 | 87.96%
[5 empty] | 87.97 | 87.97% | 6.0765 | 147.3111 | 87.97%
[5 empty] | 87.98 | 87.98% | 6.0797 | 147.3485 | 87.98%
[5 empty] | 87.99 | 87.99% | 6.0828 | 147.3859 | 87.99%
[5 empty] | 88 | 88% | 6.0859 | 147.4233 | 88%
[5 empty] | 88.01 | 88.01% | 6.089 | 147.4607 | 88.01%
[5 empty] | 88.02 | 88.02% | 6.0921 | 147.4981 | 88.02%
[5 empty] | 88.03 | 88.03% | 6.0953 | 147.5355 | 88.03%
[5 empty] | 88.04 | 88.04% | 6.0984 | 147.5729 | 88.04%
[5 empty] | 88.05 | 88.05% | 6.1015 | 147.6103 | 88.05%
[5 empty] | 88.06 | 88.06% | 6.1047 | 147.6478 | 88.06%
[5 empty] | 88.07 | 88.07% | 6.1078 | 147.6852 | 88.07%
[5 empty] | 88.08 | 88.08% | 6.1109 | 147.7226 | 88.08%
[5 empty] | 88.09 | 88.09% | 6.1141 | 147.7601 | 88.09%
[5 empty] | 88.1 | 88.1% | 6.1172 | 147.7975 | 88.1%
[5 empty] | 88.11 | 88.11% | 6.1204 | 147.835 | 88.11%
[5 empty] | 88.12 | 88.12% | 6.1235 | 147.8725 | 88.12%
[5 empty] | 88.13 | 88.13% | 6.1267 | 147.9099 | 88.13%
[5 empty] | 88.14 | 88.14% | 6.1298 | 147.9474 | 88.14%
[5 empty] | 88.15 | 88.15% | 6.133 | 147.9849 | 88.15%
[5 empty] | 88.16 | 88.16% | 6.1361 | 148.0224 | 88.16%
[5 empty] | 88.17 | 88.17% | 6.1393 | 148.0599 | 88.17%
[5 empty] | 88.18 | 88.18% | 6.1424 | 148.0974 | 88.18%
[5 empty] | 88.19 | 88.19% | 6.1456 | 148.1349 | 88.19%
[5 empty] | 88.2 | 88.2% | 6.1487 | 148.1724 | 88.2%
[5 empty] | 88.21 | 88.21% | 6.1519 | 148.2099 | 88.21%
[5 empty] | 88.22 | 88.22% | 6.1551 | 148.2475 | 88.22%
[5 empty] | 88.23 | 88.23% | 6.1582 | 148.285 | 88.23%
[5 empty] | 88.24 | 88.24% | 6.1614 | 148.3225 | 88.24%
[5 empty] | 88.25 | 88.25% | 6.1646 | 148.3601 | 88.25%
[5 empty] | 88.26 | 88.26% | 6.1677 | 148.3976 | 88.26%
[5 empty] | 88.27 | 88.27% | 6.1709 | 148.4352 | 88.27%
[5 empty] | 88.28 | 88.28% | 6.1741 | 148.4728 | 88.28%
[5 empty] | 88.29 | 88.29% | 6.1773 | 148.5103 | 88.29%
[5 empty] | 88.3 | 88.3% | 6.1804 | 148.5479 | 88.3%
[5 empty] | 88.31 | 88.31% | 6.1836 | 148.5855 | 88.31%
[5 empty] | 88.32 | 88.32% | 6.1868 | 148.6231 | 88.32%
[5 empty] | 88.33 | 88.33% | 6.19 | 148.6607 | 88.33%
[5 empty] | 88.34 | 88.34% | 6.1932 | 148.6983 | 88.34%
[5 empty] | 88.35 | 88.35% | 6.1964 | 148.7359 | 88.35%
[5 empty] | 88.36 | 88.36% | 6.1996 | 148.7735 | 88.36%
[5 empty] | 88.37 | 88.37% | 6.2028 | 148.8111 | 88.37%
[5 empty] | 88.38 | 88.38% | 6.206 | 148.8488 | 88.38%
[5 empty] | 88.39 | 88.39% | 6.2092 | 148.8864 | 88.39%
[5 empty] | 88.4 | 88.4% | 6.2124 | 148.924 | 88.4%
[5 empty] | 88.41 | 88.41% | 6.2156 | 148.9617 | 88.41%
[5 empty] | 88.42 | 88.42% | 6.2188 | 148.9993 | 88.42%
[5 empty] | 88.43 | 88.43% | 6.222 | 149.037 | 88.43%
[5 empty] | 88.44 | 88.44% | 6.2252 | 149.0747 | 88.44%
[5 empty] | 88.45 | 88.45% | 6.2284 | 149.1123 | 88.45%
[5 empty] | 88.46 | 88.46% | 6.2316 | 149.15 | 88.46%
[5 empty] | 88.47 | 88.47% | 6.2348 | 149.1877 | 88.47%
[5 empty] | 88.48 | 88.48% | 6.238 | 149.2254 | 88.48%
[5 empty] | 88.49 | 88.49% | 6.2412 | 149.2631 | 88.49%
[5 empty] | 88.5 | 88.5% | 6.2445 | 149.3008 | 88.5%
[5 empty] | 88.51 | 88.51% | 6.2477 | 149.3385 | 88.51%
[5 empty] | 88.52 | 88.52% | 6.2509 | 149.3762 | 88.52%
[5 empty] | 88.53 | 88.53% | 6.2541 | 149.4139 | 88.53%
[5 empty] | 88.54 | 88.54% | 6.2574 | 149.4516 | 88.54%
[5 empty] | 88.55 | 88.55% | 6.2606 | 149.4894 | 88.55%
[5 empty] | 88.56 | 88.56% | 6.2638 | 149.5271 | 88.56%
[5 empty] | 88.57 | 88.57% | 6.2671 | 149.5648 | 88.57%
[5 empty] | 88.58 | 88.58% | 6.2703 | 149.6026 | 88.58%
[5 empty] | 88.59 | 88.59% | 6.2735 | 149.6403 | 88.59%
[5 empty] | 88.6 | 88.6% | 6.2768 | 149.6781 | 88.6%
[5 empty] | 88.61 | 88.61% | 6.28 | 149.7159 | 88.61%
[5 empty] | 88.62 | 88.62% | 6.2833 | 149.7536 | 88.62%
[5 empty] | 88.63 | 88.63% | 6.2865 | 149.7914 | 88.63%
[5 empty] | 88.64 | 88.64% | 6.2898 | 149.8292 | 88.64%
[5 empty] | 88.65 | 88.65% | 6.293 | 149.867 | 88.65%
[5 empty] | 88.66 | 88.66% | 6.2963 | 149.9048 | 88.66%
[5 empty] | 88.67 | 88.67% | 6.2995 | 149.9426 | 88.67%
[5 empty] | 88.68 | 88.68% | 6.3028 | 149.9804 | 88.68%
[5 empty] | 88.69 | 88.69% | 6.306 | 150.0182 | 88.69%
[5 empty] | 88.7 | 88.7% | 6.3093 | 150.056 | 88.7%
[5 empty] | 88.71 | 88.71% | 6.3125 | 150.0939 | 88.71%
[5 empty] | 88.72 | 88.72% | 6.3158 | 150.1317 | 88.72%
[5 empty] | 88.73 | 88.73% | 6.3191 | 150.1695 | 88.73%
[5 empty] | 88.74 | 88.74% | 6.3223 | 150.2074 | 88.74%
[5 empty] | 88.75 | 88.75% | 6.3256 | 150.2452 | 88.75%
[5 empty] | 88.76 | 88.76% | 6.3289 | 150.2831 | 88.76%
[5 empty] | 88.77 | 88.77% | 6.3322 | 150.321 | 88.77%
[5 empty] | 88.78 | 88.78% | 6.3354 | 150.3588 | 88.78%
[5 empty] | 88.79 | 88.79% | 6.3387 | 150.3967 | 88.79%
[5 empty] | 88.8 | 88.8% | 6.342 | 150.4346 | 88.8%
[5 empty] | 88.81 | 88.81% | 6.3453 | 150.4725 | 88.81%
[5 empty] | 88.82 | 88.82% | 6.3486 | 150.5104 | 88.82%
[5 empty] | 88.83 | 88.83% | 6.3518 | 150.5482 | 88.83%
[5 empty] | 88.84 | 88.84% | 6.3551 | 150.5862 | 88.84%
[5 empty] | 88.85 | 88.85% | 6.3584 | 150.6241 | 88.85%
[5 empty] | 88.86 | 88.86% | 6.3617 | 150.662 | 88.86%
[5 empty] | 88.87 | 88.87% | 6.365 | 150.6999 | 88.87%
[5 empty] | 88.88 | 88.88% | 6.3683 | 150.7378 | 88.88%
[5 empty] | 88.89 | 88.89% | 6.3716 | 150.7758 | 88.89%
[5 empty] | 88.9 | 88.9% | 6.3749 | 150.8137 | 88.9%
[5 empty] | 88.91 | 88.91% | 6.3782 | 150.8516 | 88.91%
[5 empty] | 88.92 | 88.92% | 6.3815 | 150.8896 | 88.92%
[5 empty] | 88.93 | 88.93% | 6.3848 | 150.9275 | 88.93%
[5 empty] | 88.94 | 88.94% | 6.3881 | 150.9655 | 88.94%
[5 empty] | 88.95 | 88.95% | 6.3914 | 151.0035 | 88.95%
[5 empty] | 88.96 | 88.96% | 6.3948 | 151.0414 | 88.96%
[5 empty] | 88.97 | 88.97% | 6.3981 | 151.0794 | 88.97%
[5 empty] | 88.98 | 88.98% | 6.4014 | 151.1174 | 88.98%
[5 empty] | 88.99 | 88.99% | 6.4047 | 151.1554 | 88.99%
[5 empty] | 89 | 89% | 6.408 | 151.1934 | 89%
[5 empty] | 89.01 | 89.01% | 6.4113 | 151.2314 | 89.01%
[5 empty] | 89.02 | 89.02% | 6.4147 | 151.2694 | 89.02%
[5 empty] | 89.03 | 89.03% | 6.418 | 151.3074 | 89.03%
[5 empty] | 89.04 | 89.04% | 6.4213 | 151.3454 | 89.04%
[5 empty] | 89.05 | 89.05% | 6.4247 | 151.3835 | 89.05%
[5 empty] | 89.06 | 89.06% | 6.428 | 151.4215 | 89.06%
[5 empty] | 89.07 | 89.07% | 6.4313 | 151.4595 | 89.07%
[5 empty] | 89.08 | 89.08% | 6.4347 | 151.4976 | 89.08%
[5 empty] | 89.09 | 89.09% | 6.438 | 151.5356 | 89.09%
[5 empty] | 89.1 | 89.1% | 6.4413 | 151.5737 | 89.1%
[5 empty] | 89.11 | 89.11% | 6.4447 | 151.6117 | 89.11%
[5 empty] | 89.12 | 89.12% | 6.448 | 151.6498 | 89.12%
[5 empty] | 89.13 | 89.13% | 6.4514 | 151.6879 | 89.13%
[5 empty] | 89.14 | 89.14% | 6.4547 | 151.726 | 89.14%
[5 empty] | 89.15 | 89.15% | 6.4581 | 151.764 | 89.15%
[5 empty] | 89.16 | 89.16% | 6.4614 | 151.8021 | 89.16%
[5 empty] | 89.17 | 89.17% | 6.4648 | 151.8402 | 89.17%
[5 empty] | 89.18 | 89.18% | 6.4681 | 151.8783 | 89.18%
[5 empty] | 89.19 | 89.19% | 6.4715 | 151.9164 | 89.19%
[5 empty] | 89.2 | 89.2% | 6.4749 | 151.9545 | 89.2%
[5 empty] | 89.21 | 89.21% | 6.4782 | 151.9927 | 89.21%
[5 empty] | 89.22 | 89.22% | 6.4816 | 152.0308 | 89.22%
[5 empty] | 89.23 | 89.23% | 6.485 | 152.0689 | 89.23%
[5 empty] | 89.24 | 89.24% | 6.4883 | 152.107 | 89.24%
[5 empty] | 89.25 | 89.25% | 6.4917 | 152.1452 | 89.25%
[5 empty] | 89.26 | 89.26% | 6.4951 | 152.1833 | 89.26%
[5 empty] | 89.27 | 89.27% | 6.4984 | 152.2215 | 89.27%
[5 empty] | 89.28 | 89.28% | 6.5018 | 152.2596 | 89.28%
[5 empty] | 89.29 | 89.29% | 6.5052 | 152.2978 | 89.29%
[5 empty] | 89.3 | 89.3% | 6.5086 | 152.336 | 89.3%
[5 empty] | 89.31 | 89.31% | 6.512 | 152.3741 | 89.31%
[5 empty] | 89.32 | 89.32% | 6.5153 | 152.4123 | 89.32%
[5 empty] | 89.33 | 89.33% | 6.5187 | 152.4505 | 89.33%
[5 empty] | 89.34 | 89.34% | 6.5221 | 152.4887 | 89.34%
[5 empty] | 89.35 | 89.35% | 6.5255 | 152.5269 | 89.35%
[5 empty] | 89.36 | 89.36% | 6.5289 | 152.5651 | 89.36%
[5 empty] | 89.37 | 89.37% | 6.5323 | 152.6033 | 89.37%
[5 empty] | 89.38 | 89.38% | 6.5357 | 152.6415 | 89.38%
[5 empty] | 89.39 | 89.39% | 6.5391 | 152.6797 | 89.39%
[5 empty] | 89.4 | 89.4% | 6.5425 | 152.7179 | 89.4%
[5 empty] | 89.41 | 89.41% | 6.5459 | 152.7562 | 89.41%
[5 empty] | 89.42 | 89.42% | 6.5493 | 152.7944 | 89.42%
[5 empty] | 89.43 | 89.43% | 6.5527 | 152.8326 | 89.43%
[5 empty] | 89.44 | 89.44% | 6.5561 | 152.8709 | 89.44%
[5 empty] | 89.45 | 89.45% | 6.5595 | 152.9091 | 89.45%
[5 empty] | 89.46 | 89.46% | 6.563 | 152.9474 | 89.46%
[5 empty] | 89.47 | 89.47% | 6.5664 | 152.9857 | 89.47%
[5 empty] | 89.48 | 89.48% | 6.5698 | 153.0239 | 89.48%
[5 empty] | 89.49 | 89.49% | 6.5732 | 153.0622 | 89.49%
[5 empty] | 89.5 | 89.5% | 6.5766 | 153.1005 | 89.5%
[5 empty] | 89.51 | 89.51% | 6.5801 | 153.1388 | 89.51%
[5 empty] | 89.52 | 89.52% | 6.5835 | 153.1771 | 89.52%
[5 empty] | 89.53 | 89.53% | 6.5869 | 153.2153 | 89.53%
[5 empty] | 89.54 | 89.54% | 6.5903 | 153.2536 | 89.54%
[5 empty] | 89.55 | 89.55% | 6.5938 | 153.292 | 89.55%
[5 empty] | 89.56 | 89.56% | 6.5972 | 153.3303 | 89.56%
[5 empty] | 89.57 | 89.57% | 6.6007 | 153.3686 | 89.57%
[5 empty] | 89.58 | 89.58% | 6.6041 | 153.4069 | 89.58%
[5 empty] | 89.59 | 89.59% | 6.6075 | 153.4452 | 89.59%
[5 empty] | 89.6 | 89.6% | 6.611 | 153.4836 | 89.6%
[5 empty] | 89.61 | 89.61% | 6.6144 | 153.5219 | 89.61%
[5 empty] | 89.62 | 89.62% | 6.6179 | 153.5602 | 89.62%
[5 empty] | 89.63 | 89.63% | 6.6213 | 153.5986 | 89.63%
[5 empty] | 89.64 | 89.64% | 6.6248 | 153.637 | 89.64%
[5 empty] | 89.65 | 89.65% | 6.6282 | 153.6753 | 89.65%
[5 empty] | 89.66 | 89.66% | 6.6317 | 153.7137 | 89.66%
[5 empty] | 89.67 | 89.67% | 6.6351 | 153.752 | 89.67%
[5 empty] | 89.68 | 89.68% | 6.6386 | 153.7904 | 89.68%
[5 empty] | 89.69 | 89.69% | 6.6421 | 153.8288 | 89.69%
[5 empty] | 89.7 | 89.7% | 6.6455 | 153.8672 | 89.7%
[5 empty] | 89.71 | 89.71% | 6.649 | 153.9056 | 89.71%
[5 empty] | 89.72 | 89.72% | 6.6525 | 153.944 | 89.72%
[5 empty] | 89.73 | 89.73% | 6.6559 | 153.9824 | 89.73%
[5 empty] | 89.74 | 89.74% | 6.6594 | 154.0208 | 89.74%
[5 empty] | 89.75 | 89.75% | 6.6629 | 154.0592 | 89.75%
[5 empty] | 89.76 | 89.76% | 6.6663 | 154.0976 | 89.76%
[5 empty] | 89.77 | 89.77% | 6.6698 | 154.1361 | 89.77%
[5 empty] | 89.78 | 89.78% | 6.6733 | 154.1745 | 89.78%
[5 empty] | 89.79 | 89.79% | 6.6768 | 154.2129 | 89.79%
[5 empty] | 89.8 | 89.8% | 6.6803 | 154.2514 | 89.8%
[5 empty] | 89.81 | 89.81% | 6.6838 | 154.2898 | 89.81%
[5 empty] | 89.82 | 89.82% | 6.6872 | 154.3283 | 89.82%
[5 empty] | 89.83 | 89.83% | 6.6907 | 154.3667 | 89.83%
[5 empty] | 89.84 | 89.84% | 6.6942 | 154.4052 | 89.84%
[5 empty] | 89.85 | 89.85% | 6.6977 | 154.4436 | 89.85%
[5 empty] | 89.86 | 89.86% | 6.7012 | 154.4821 | 89.86%
[5 empty] | 89.87 | 89.87% | 6.7047 | 154.5206 | 89.87%
[5 empty] | 89.88 | 89.88% | 6.7082 | 154.5591 | 89.88%
[5 empty] | 89.89 | 89.89% | 6.7117 | 154.5976 | 89.89%
[5 empty] | 89.9 | 89.9% | 6.7152 | 154.636 | 89.9%
[5 empty] | 89.91 | 89.91% | 6.7187 | 154.6745 | 89.91%
[5 empty] | 89.92 | 89.92% | 6.7222 | 154.7131 | 89.92%
[5 empty] | 89.93 | 89.93% | 6.7258 | 154.7516 | 89.93%
[5 empty] | 89.94 | 89.94% | 6.7293 | 154.7901 | 89.94%
[5 empty] | 89.95 | 89.95% | 6.7328 | 154.8286 | 89.95%
[5 empty] | 89.96 | 89.96% | 6.7363 | 154.8671 | 89.96%
[5 empty] | 89.97 | 89.97% | 6.7398 | 154.9056 | 89.97%
[5 empty] | 89.98 | 89.98% | 6.7433 | 154.9442 | 89.98%
[5 empty] | 89.99 | 89.99% | 6.7469 | 154.9827 | 89.99%
[5 empty] | 90 | 90% | 6.7504 | 155.0213 | 90%
[5 empty] | 90.01 | 90.01% | 6.7539 | 155.0598 | 90.01%
[5 empty] | 90.02 | 90.02% | 6.7575 | 155.0984 | 90.02%
[5 empty] | 90.03 | 90.03% | 6.761 | 155.1369 | 90.03%
[5 empty] | 90.04 | 90.04% | 6.7645 | 155.1755 | 90.04%
[5 empty] | 90.05 | 90.05% | 6.7681 | 155.2141 | 90.05%
[5 empty] | 90.06 | 90.06% | 6.7716 | 155.2526 | 90.06%
[5 empty] | 90.07 | 90.07% | 6.7751 | 155.2912 | 90.07%
[5 empty] | 90.08 | 90.08% | 6.7787 | 155.3298 | 90.08%
[5 empty] | 90.09 | 90.09% | 6.7822 | 155.3684 | 90.09%
[5 empty] | 90.1 | 90.1% | 6.7858 | 155.407 | 90.1%
[5 empty] | 90.11 | 90.11% | 6.7893 | 155.4456 | 90.11%
[5 empty] | 90.12 | 90.12% | 6.7929 | 155.4842 | 90.12%
[5 empty] | 90.13 | 90.13% | 6.7964 | 155.5228 | 90.13%
[5 empty] | 90.14 | 90.14% | 6.8 | 155.5614 | 90.14%
[5 empty] | 90.15 | 90.15% | 6.8035 | 155.6001 | 90.15%
[5 empty] | 90.16 | 90.16% | 6.8071 | 155.6387 | 90.16%
[5 empty] | 90.17 | 90.17% | 6.8107 | 155.6773 | 90.17%
[5 empty] | 90.18 | 90.18% | 6.8142 | 155.716 | 90.18%
[5 empty] | 90.19 | 90.19% | 6.8178 | 155.7546 | 90.19%
[5 empty] | 90.2 | 90.2% | 6.8214 | 155.7932 | 90.2%
[5 empty] | 90.21 | 90.21% | 6.8249 | 155.8319 | 90.21%
[5 empty] | 90.22 | 90.22% | 6.8285 | 155.8706 | 90.22%
[5 empty] | 90.23 | 90.23% | 6.8321 | 155.9092 | 90.23%
[5 empty] | 90.24 | 90.24% | 6.8356 | 155.9479 | 90.24%
[5 empty] | 90.25 | 90.25% | 6.8392 | 155.9866 | 90.25%
[5 empty] | 90.26 | 90.26% | 6.8428 | 156.0252 | 90.26%
[5 empty] | 90.27 | 90.27% | 6.8464 | 156.0639 | 90.27%
[5 empty] | 90.28 | 90.28% | 6.85 | 156.1026 | 90.28%
[5 empty] | 90.29 | 90.29% | 6.8536 | 156.1413 | 90.29%
[5 empty] | 90.3 | 90.3% | 6.8571 | 156.18 | 90.3%
[5 empty] | 90.31 | 90.31% | 6.8607 | 156.2187 | 90.31%
[5 empty] | 90.32 | 90.32% | 6.8643 | 156.2574 | 90.32%
[5 empty] | 90.33 | 90.33% | 6.8679 | 156.2961 | 90.33%
[5 empty] | 90.34 | 90.34% | 6.8715 | 156.3348 | 90.34%
[5 empty] | 90.35 | 90.35% | 6.8751 | 156.3736 | 90.35%
[5 empty] | 90.36 | 90.36% | 6.8787 | 156.4123 | 90.36%
[5 empty] | 90.37 | 90.37% | 6.8823 | 156.451 | 90.37%
[5 empty] | 90.38 | 90.38% | 6.8859 | 156.4897 | 90.38%
[5 empty] | 90.39 | 90.39% | 6.8895 | 156.5285 | 90.39%
[5 empty] | 90.4 | 90.4% | 6.8932 | 156.5672 | 90.4%
[5 empty] | 90.41 | 90.41% | 6.8968 | 156.606 | 90.41%
[5 empty] | 90.42 | 90.42% | 6.9004 | 156.6447 | 90.42%
[5 empty] | 90.43 | 90.43% | 6.904 | 156.6835 | 90.43%
[5 empty] | 90.44 | 90.44% | 6.9076 | 156.7223 | 90.44%
[5 empty] | 90.45 | 90.45% | 6.9112 | 156.761 | 90.45%
[5 empty] | 90.46 | 90.46% | 6.9149 | 156.7998 | 90.46%
[5 empty] | 90.47 | 90.47% | 6.9185 | 156.8386 | 90.47%
[5 empty] | 90.48 | 90.48% | 6.9221 | 156.8774 | 90.48%
[5 empty] | 90.49 | 90.49% | 6.9257 | 156.9162 | 90.49%
[5 empty] | 90.5 | 90.5% | 6.9294 | 156.955 | 90.5%
[5 empty] | 90.51 | 90.51% | 6.933 | 156.9938 | 90.51%
[5 empty] | 90.52 | 90.52% | 6.9366 | 157.0326 | 90.52%
[5 empty] | 90.53 | 90.53% | 6.9403 | 157.0714 | 90.53%
[5 empty] | 90.54 | 90.54% | 6.9439 | 157.1102 | 90.54%
[5 empty] | 90.55 | 90.55% | 6.9476 | 157.149 | 90.55%
[5 empty] | 90.56 | 90.56% | 6.9512 | 157.1879 | 90.56%
[5 empty] | 90.57 | 90.57% | 6.9548 | 157.2267 | 90.57%
[5 empty] | 90.58 | 90.58% | 6.9585 | 157.2655 | 90.58%
[5 empty] | 90.59 | 90.59% | 6.9621 | 157.3044 | 90.59%
[5 empty] | 90.6 | 90.6% | 6.9658 | 157.3432 | 90.6%
[5 empty] | 90.61 | 90.61% | 6.9694 | 157.382 | 90.61%
[5 empty] | 90.62 | 90.62% | 6.9731 | 157.4209 | 90.62%
[5 empty] | 90.63 | 90.63% | 6.9768 | 157.4598 | 90.63%
[5 empty] | 90.64 | 90.64% | 6.9804 | 157.4986 | 90.64%
[5 empty] | 90.65 | 90.65% | 6.9841 | 157.5375 | 90.65%
[5 empty] | 90.66 | 90.66% | 6.9878 | 157.5764 | 90.66%
[5 empty] | 90.67 | 90.67% | 6.9914 | 157.6152 | 90.67%
[5 empty] | 90.68 | 90.68% | 6.9951 | 157.6541 | 90.68%
[5 empty] | 90.69 | 90.69% | 6.9988 | 157.693 | 90.69%
[5 empty] | 90.7 | 90.7% | 7.0024 | 157.7319 | 90.7%
[5 empty] | 90.71 | 90.71% | 7.0061 | 157.7708 | 90.71%
[5 empty] | 90.72 | 90.72% | 7.0098 | 157.8097 | 90.72%
[5 empty] | 90.73 | 90.73% | 7.0135 | 157.8486 | 90.73%
[5 empty] | 90.74 | 90.74% | 7.0171 | 157.8875 | 90.74%
[5 empty] | 90.75 | 90.75% | 7.0208 | 157.9264 | 90.75%
[5 empty] | 90.76 | 90.76% | 7.0245 | 157.9653 | 90.76%
[5 empty] | 90.77 | 90.77% | 7.0282 | 158.0043 | 90.77%
[5 empty] | 90.78 | 90.78% | 7.0319 | 158.0432 | 90.78%
[5 empty] | 90.79 | 90.79% | 7.0356 | 158.0821 | 90.79%
[5 empty] | 90.8 | 90.8% | 7.0393 | 158.1211 | 90.8%
[5 empty] | 90.81 | 90.81% | 7.043 | 158.16 | 90.81%
[5 empty] | 90.82 | 90.82% | 7.0467 | 158.199 | 90.82%
[5 empty] | 90.83 | 90.83% | 7.0504 | 158.2379 | 90.83%
[5 empty] | 90.84 | 90.84% | 7.0541 | 158.2769 | 90.84%
[5 empty] | 90.85 | 90.85% | 7.0578 | 158.3158 | 90.85%
[5 empty] | 90.86 | 90.86% | 7.0615 | 158.3548 | 90.86%
[5 empty] | 90.87 | 90.87% | 7.0652 | 158.3938 | 90.87%
[5 empty] | 90.88 | 90.88% | 7.0689 | 158.4327 | 90.88%
[5 empty] | 90.89 | 90.89% | 7.0726 | 158.4717 | 90.89%
[5 empty] | 90.9 | 90.9% | 7.0764 | 158.5107 | 90.9%
[5 empty] | 90.91 | 90.91% | 7.0801 | 158.5497 | 90.91%
[5 empty] | 90.92 | 90.92% | 7.0838 | 158.5887 | 90.92%
[5 empty] | 90.93 | 90.93% | 7.0875 | 158.6277 | 90.93%
[5 empty] | 90.94 | 90.94% | 7.0912 | 158.6667 | 90.94%
[5 empty] | 90.95 | 90.95% | 7.095 | 158.7057 | 90.95%
[5 empty] | 90.96 | 90.96% | 7.0987 | 158.7447 | 90.96%
[5 empty] | 90.97 | 90.97% | 7.1024 | 158.7837 | 90.97%
[5 empty] | 90.98 | 90.98% | 7.1062 | 158.8227 | 90.98%
[5 empty] | 90.99 | 90.99% | 7.1099 | 158.8618 | 90.99%
[5 empty] | 91 | 91% | 7.1136 | 158.9008 | 91%
[5 empty] | 91.01 | 91.01% | 7.1174 | 158.9398 | 91.01%
[5 empty] | 91.02 | 91.02% | 7.1211 | 158.9789 | 91.02%
[5 empty] | 91.03 | 91.03% | 7.1249 | 159.0179 | 91.03%
[5 empty] | 91.04 | 91.04% | 7.1286 | 159.057 | 91.04%
[5 empty] | 91.05 | 91.05% | 7.1323 | 159.096 | 91.05%
[5 empty] | 91.06 | 91.06% | 7.1361 | 159.1351 | 91.06%
[5 empty] | 91.07 | 91.07% | 7.1399 | 159.1741 | 91.07%
[5 empty] | 91.08 | 91.08% | 7.1436 | 159.2132 | 91.08%
[5 empty] | 91.09 | 91.09% | 7.1474 | 159.2523 | 91.09%
[5 empty] | 91.1 | 91.1% | 7.1511 | 159.2913 | 91.1%
[5 empty] | 91.11 | 91.11% | 7.1549 | 159.3304 | 91.11%
[5 empty] | 91.12 | 91.12% | 7.1586 | 159.3695 | 91.12%
[5 empty] | 91.13 | 91.13% | 7.1624 | 159.4086 | 91.13%
[5 empty] | 91.14 | 91.14% | 7.1662 | 159.4477 | 91.14%
[5 empty] | 91.15 | 91.15% | 7.1699 | 159.4868 | 91.15%
[5 empty] | 91.16 | 91.16% | 7.1737 | 159.5259 | 91.16%
[5 empty] | 91.17 | 91.17% | 7.1775 | 159.565 | 91.17%
[5 empty] | 91.18 | 91.18% | 7.1813 | 159.6041 | 91.18%
[5 empty] | 91.19 | 91.19% | 7.1851 | 159.6432 | 91.19%
[5 empty] | 91.2 | 91.2% | 7.1888 | 159.6823 | 91.2%
[5 empty] | 91.21 | 91.21% | 7.1926 | 159.7214 | 91.21%
[5 empty] | 91.22 | 91.22% | 7.1964 | 159.7606 | 91.22%
[5 empty] | 91.23 | 91.23% | 7.2002 | 159.7997 | 91.23%
[5 empty] | 91.24 | 91.24% | 7.204 | 159.8388 | 91.24%
[5 empty] | 91.25 | 91.25% | 7.2078 | 159.878 | 91.25%
[5 empty] | 91.26 | 91.26% | 7.2116 | 159.9171 | 91.26%
[5 empty] | 91.27 | 91.27% | 7.2154 | 159.9563 | 91.27%
[5 empty] | 91.28 | 91.28% | 7.2192 | 159.9954 | 91.28%
[5 empty] | 91.29 | 91.29% | 7.223 | 160.0346 | 91.29%
[5 empty] | 91.3 | 91.3% | 7.2268 | 160.0737 | 91.3%
[5 empty] | 91.31 | 91.31% | 7.2306 | 160.1129 | 91.31%
[5 empty] | 91.32 | 91.32% | 7.2344 | 160.1521 | 91.32%
[5 empty] | 91.33 | 91.33% | 7.2382 | 160.1912 | 91.33%
[5 empty] | 91.34 | 91.34% | 7.242 | 160.2304 | 91.34%
[5 empty] | 91.35 | 91.35% | 7.2458 | 160.2696 | 91.35%
[5 empty] | 91.36 | 91.36% | 7.2496 | 160.3088 | 91.36%
[5 empty] | 91.37 | 91.37% | 7.2534 | 160.348 | 91.37%
[5 empty] | 91.38 | 91.38% | 7.2572 | 160.3872 | 91.38%
[5 empty] | 91.39 | 91.39% | 7.2611 | 160.4264 | 91.39%
[5 empty] | 91.4 | 91.4% | 7.2649 | 160.4656 | 91.4%
[5 empty] | 91.41 | 91.41% | 7.2687 | 160.5048 | 91.41%
[5 empty] | 91.42 | 91.42% | 7.2725 | 160.544 | 91.42%
[5 empty] | 91.43 | 91.43% | 7.2764 | 160.5832 | 91.43%
[5 empty] | 91.44 | 91.44% | 7.2802 | 160.6224 | 91.44%
[5 empty] | 91.45 | 91.45% | 7.284 | 160.6617 | 91.45%
[5 empty] | 91.46 | 91.46% | 7.2879 | 160.7009 | 91.46%
[5 empty] | 91.47 | 91.47% | 7.2917 | 160.7401 | 91.47%
[5 empty] | 91.48 | 91.48% | 7.2956 | 160.7794 | 91.48%
[5 empty] | 91.49 | 91.49% | 7.2994 | 160.8186 | 91.49%
[5 empty] | 91.5 | 91.5% | 7.3032 | 160.8579 | 91.5%
[5 empty] | 91.51 | 91.51% | 7.3071 | 160.8971 | 91.51%
[5 empty] | 91.52 | 91.52% | 7.3109 | 160.9364 | 91.52%
[5 empty] | 91.53 | 91.53% | 7.3148 | 160.9756 | 91.53%
[5 empty] | 91.54 | 91.54% | 7.3187 | 161.0149 | 91.54%
[5 empty] | 91.55 | 91.55% | 7.3225 | 161.0541 | 91.55%
[5 empty] | 91.56 | 91.56% | 7.3264 | 161.0934 | 91.56%
[5 empty] | 91.57 | 91.57% | 7.3302 | 161.1327 | 91.57%
[5 empty] | 91.58 | 91.58% | 7.3341 | 161.172 | 91.58%
[5 empty] | 91.59 | 91.59% | 7.338 | 161.2113 | 91.59%
[5 empty] | 91.6 | 91.6% | 7.3418 | 161.2505 | 91.6%
[5 empty] | 91.61 | 91.61% | 7.3457 | 161.2898 | 91.61%
[5 empty] | 91.62 | 91.62% | 7.3496 | 161.3291 | 91.62%
[5 empty] | 91.63 | 91.63% | 7.3534 | 161.3684 | 91.63%
[5 empty] | 91.64 | 91.64% | 7.3573 | 161.4077 | 91.64%
[5 empty] | 91.65 | 91.65% | 7.3612 | 161.447 | 91.65%
[5 empty] | 91.66 | 91.66% | 7.3651 | 161.4863 | 91.66%
[5 empty] | 91.67 | 91.67% | 7.369 | 161.5257 | 91.67%
[5 empty] | 91.68 | 91.68% | 7.3728 | 161.565 | 91.68%
[5 empty] | 91.69 | 91.69% | 7.3767 | 161.6043 | 91.69%
[5 empty] | 91.7 | 91.7% | 7.3806 | 161.6436 | 91.7%
[5 empty] | 91.71 | 91.71% | 7.3845 | 161.683 | 91.71%
[5 empty] | 91.72 | 91.72% | 7.3884 | 161.7223 | 91.72%
[5 empty] | 91.73 | 91.73% | 7.3923 | 161.7616 | 91.73%
[5 empty] | 91.74 | 91.74% | 7.3962 | 161.801 | 91.74%
[5 empty] | 91.75 | 91.75% | 7.4001 | 161.8403 | 91.75%
[5 empty] | 91.76 | 91.76% | 7.404 | 161.8797 | 91.76%
[5 empty] | 91.77 | 91.77% | 7.4079 | 161.919 | 91.77%
[5 empty] | 91.78 | 91.78% | 7.4118 | 161.9584 | 91.78%
[5 empty] | 91.79 | 91.79% | 7.4157 | 161.9978 | 91.79%
[5 empty] | 91.8 | 91.8% | 7.4196 | 162.0371 | 91.8%
[5 empty] | 91.81 | 91.81% | 7.4235 | 162.0765 | 91.81%
[5 empty] | 91.82 | 91.82% | 7.4275 | 162.1159 | 91.82%
[5 empty] | 91.83 | 91.83% | 7.4314 | 162.1552 | 91.83%
[5 empty] | 91.84 | 91.84% | 7.4353 | 162.1946 | 91.84%
[5 empty] | 91.85 | 91.85% | 7.4392 | 162.234 | 91.85%
[5 empty] | 91.86 | 91.86% | 7.4431 | 162.2734 | 91.86%
[5 empty] | 91.87 | 91.87% | 7.4471 | 162.3128 | 91.87%
[5 empty] | 91.88 | 91.88% | 7.451 | 162.3522 | 91.88%
[5 empty] | 91.89 | 91.89% | 7.4549 | 162.3916 | 91.89%
[5 empty] | 91.9 | 91.9% | 7.4589 | 162.431 | 91.9%
[5 empty] | 91.91 | 91.91% | 7.4628 | 162.4704 | 91.91%
[5 empty] | 91.92 | 91.92% | 7.4667 | 162.5098 | 91.92%
[5 empty] | 91.93 | 91.93% | 7.4707 | 162.5492 | 91.93%
[5 empty] | 91.94 | 91.94% | 7.4746 | 162.5887 | 91.94%
[5 empty] | 91.95 | 91.95% | 7.4785 | 162.6281 | 91.95%
[5 empty] | 91.96 | 91.96% | 7.4825 | 162.6675 | 91.96%
[5 empty] | 91.97 | 91.97% | 7.4864 | 162.7069 | 91.97%
[5 empty] | 91.98 | 91.98% | 7.4904 | 162.7464 | 91.98%
[5 empty] | 91.99 | 91.99% | 7.4943 | 162.7858 | 91.99%
[5 empty] | 92 | 92% | 7.4983 | 162.8253 | 92%
[5 empty] | 92.01 | 92.01% | 7.5023 | 162.8647 | 92.01%
[5 empty] | 92.02 | 92.02% | 7.5062 | 162.9042 | 92.02%
[5 empty] | 92.03 | 92.03% | 7.5102 | 162.9436 | 92.03%
[5 empty] | 92.04 | 92.04% | 7.5141 | 162.9831 | 92.04%
[5 empty] | 92.05 | 92.05% | 7.5181 | 163.0225 | 92.05%
[5 empty] | 92.06 | 92.06% | 7.5221 | 163.062 | 92.06%
[5 empty] | 92.07 | 92.07% | 7.526 | 163.1015 | 92.07%
[5 empty] | 92.08 | 92.08% | 7.53 | 163.141 | 92.08%
[5 empty] | 92.09 | 92.09% | 7.534 | 163.1804 | 92.09%
[5 empty] | 92.1 | 92.1% | 7.538 | 163.2199 | 92.1%
[5 empty] | 92.11 | 92.11% | 7.5419 | 163.2594 | 92.11%
[5 empty] | 92.12 | 92.12% | 7.5459 | 163.2989 | 92.12%
[5 empty] | 92.13 | 92.13% | 7.5499 | 163.3384 | 92.13%
[5 empty] | 92.14 | 92.14% | 7.5539 | 163.3779 | 92.14%
[5 empty] | 92.15 | 92.15% | 7.5579 | 163.4174 | 92.15%
[5 empty] | 92.16 | 92.16% | 7.5619 | 163.4569 | 92.16%
[5 empty] | 92.17 | 92.17% | 7.5659 | 163.4964 | 92.17%
[5 empty] | 92.18 | 92.18% | 7.5699 | 163.5359 | 92.18%
[5 empty] | 92.19 | 92.19% | 7.5739 | 163.5754 | 92.19%
[5 empty] | 92.2 | 92.2% | 7.5779 | 163.6149 | 92.2%
[5 empty] | 92.21 | 92.21% | 7.5819 | 163.6544 | 92.21%
[5 empty] | 92.22 | 92.22% | 7.5859 | 163.694 | 92.22%
[5 empty] | 92.23 | 92.23% | 7.5899 | 163.7335 | 92.23%
[5 empty] | 92.24 | 92.24% | 7.5939 | 163.773 | 92.24%
[5 empty] | 92.25 | 92.25% | 7.5979 | 163.8126 | 92.25%
[5 empty] | 92.26 | 92.26% | 7.6019 | 163.8521 | 92.26%
[5 empty] | 92.27 | 92.27% | 7.6059 | 163.8916 | 92.27%
[5 empty] | 92.28 | 92.28% | 7.6099 | 163.9312 | 92.28%
[5 empty] | 92.29 | 92.29% | 7.6139 | 163.9707 | 92.29%
[5 empty] | 92.3 | 92.3% | 7.618 | 164.0103 | 92.3%
[5 empty] | 92.31 | 92.31% | 7.622 | 164.0498 | 92.31%
[5 empty] | 92.32 | 92.32% | 7.626 | 164.0894 | 92.32%
[5 empty] | 92.33 | 92.33% | 7.63 | 164.129 | 92.33%
[5 empty] | 92.34 | 92.34% | 7.6341 | 164.1685 | 92.34%
[5 empty] | 92.35 | 92.35% | 7.6381 | 164.2081 | 92.35%
[5 empty] | 92.36 | 92.36% | 7.6421 | 164.2477 | 92.36%
[5 empty] | 92.37 | 92.37% | 7.6462 | 164.2873 | 92.37%
[5 empty] | 92.38 | 92.38% | 7.6502 | 164.3268 | 92.38%
[5 empty] | 92.39 | 92.39% | 7.6542 | 164.3664 | 92.39%
[5 empty] | 92.4 | 92.4% | 7.6583 | 164.406 | 92.4%
[5 empty] | 92.41 | 92.41% | 7.6623 | 164.4456 | 92.41%
[5 empty] | 92.42 | 92.42% | 7.6664 | 164.4852 | 92.42%
[5 empty] | 92.43 | 92.43% | 7.6704 | 164.5248 | 92.43%
[5 empty] | 92.44 | 92.44% | 7.6745 | 164.5644 | 92.44%
[5 empty] | 92.45 | 92.45% | 7.6785 | 164.604 | 92.45%
[5 empty] | 92.46 | 92.46% | 7.6826 | 164.6436 | 92.46%
[5 empty] | 92.47 | 92.47% | 7.6867 | 164.6832 | 92.47%
[5 empty] | 92.48 | 92.48% | 7.6907 | 164.7228 | 92.48%
[5 empty] | 92.49 | 92.49% | 7.6948 | 164.7625 | 92.49%
[5 empty] | 92.5 | 92.5% | 7.6988 | 164.8021 | 92.5%
[5 empty] | 92.51 | 92.51% | 7.7029 | 164.8417 | 92.51%
[5 empty] | 92.52 | 92.52% | 7.707 | 164.8813 | 92.52%
[5 empty] | 92.53 | 92.53% | 7.711 | 164.921 | 92.53%
[5 empty] | 92.54 | 92.54% | 7.7151 | 164.9606 | 92.54%
[5 empty] | 92.55 | 92.55% | 7.7192 | 165.0002 | 92.55%
[5 empty] | 92.56 | 92.56% | 7.7233 | 165.0399 | 92.56%
[5 empty] | 92.57 | 92.57% | 7.7274 | 165.0795 | 92.57%
[5 empty] | 92.58 | 92.58% | 7.7314 | 165.1192 | 92.58%
[5 empty] | 92.59 | 92.59% | 7.7355 | 165.1588 | 92.59%
[5 empty] | 92.6 | 92.6% | 7.7396 | 165.1985 | 92.6%
[5 empty] | 92.61 | 92.61% | 7.7437 | 165.2382 | 92.61%
[5 empty] | 92.62 | 92.62% | 7.7478 | 165.2778 | 92.62%
[5 empty] | 92.63 | 92.63% | 7.7519 | 165.3175 | 92.63%
[5 empty] | 92.64 | 92.64% | 7.756 | 165.3572 | 92.64%
[5 empty] | 92.65 | 92.65% | 7.7601 | 165.3968 | 92.65%
[5 empty] | 92.66 | 92.66% | 7.7642 | 165.4365 | 92.66%
[5 empty] | 92.67 | 92.67% | 7.7683 | 165.4762 | 92.67%
[5 empty] | 92.68 | 92.68% | 7.7724 | 165.5159 | 92.68%
[5 empty] | 92.69 | 92.69% | 7.7765 | 165.5555 | 92.69%
[5 empty] | 92.7 | 92.7% | 7.7806 | 165.5952 | 92.7%
[5 empty] | 92.71 | 92.71% | 7.7847 | 165.6349 | 92.71%
[5 empty] | 92.72 | 92.72% | 7.7888 | 165.6746 | 92.72%
[5 empty] | 92.73 | 92.73% | 7.793 | 165.7143 | 92.73%
[5 empty] | 92.74 | 92.74% | 7.7971 | 165.754 | 92.74%
[5 empty] | 92.75 | 92.75% | 7.8012 | 165.7937 | 92.75%
[5 empty] | 92.76 | 92.76% | 7.8053 | 165.8334 | 92.76%
[5 empty] | 92.77 | 92.77% | 7.8094 | 165.8731 | 92.77%
[5 empty] | 92.78 | 92.78% | 7.8136 | 165.9129 | 92.78%
[5 empty] | 92.79 | 92.79% | 7.8177 | 165.9526 | 92.79%
[5 empty] | 92.8 | 92.8% | 7.8218 | 165.9923 | 92.8%
[5 empty] | 92.81 | 92.81% | 7.826 | 166.032 | 92.81%
[5 empty] | 92.82 | 92.82% | 7.8301 | 166.0717 | 92.82%
[5 empty] | 92.83 | 92.83% | 7.8342 | 166.1115 | 92.83%
[5 empty] | 92.84 | 92.84% | 7.8384 | 166.1512 | 92.84%
[5 empty] | 92.85 | 92.85% | 7.8425 | 166.1909 | 92.85%
[5 empty] | 92.86 | 92.86% | 7.8467 | 166.2307 | 92.86%
[5 empty] | 92.87 | 92.87% | 7.8508 | 166.2704 | 92.87%
[5 empty] | 92.88 | 92.88% | 7.855 | 166.3102 | 92.88%
[5 empty] | 92.89 | 92.89% | 7.8591 | 166.3499 | 92.89%
[5 empty] | 92.9 | 92.9% | 7.8633 | 166.3897 | 92.9%
[5 empty] | 92.91 | 92.91% | 7.8674 | 166.4294 | 92.91%
[5 empty] | 92.92 | 92.92% | 7.8716 | 166.4692 | 92.92%
[5 empty] | 92.93 | 92.93% | 7.8757 | 166.5089 | 92.93%
[5 empty] | 92.94 | 92.94% | 7.8799 | 166.5487 | 92.94%
[5 empty] | 92.95 | 92.95% | 7.8841 | 166.5885 | 92.95%
[5 empty] | 92.96 | 92.96% | 7.8882 | 166.6282 | 92.96%
[5 empty] | 92.97 | 92.97% | 7.8924 | 166.668 | 92.97%
[5 empty] | 92.98 | 92.98% | 7.8966 | 166.7078 | 92.98%
[5 empty] | 92.99 | 92.99% | 7.9008 | 166.7476 | 92.99%
[5 empty] | 93 | 93% | 7.9049 | 166.7873 | 93%
[5 empty] | 93.01 | 93.01% | 7.9091 | 166.8271 | 93.01%
[5 empty] | 93.02 | 93.02% | 7.9133 | 166.8669 | 93.02%
[5 empty] | 93.03 | 93.03% | 7.9175 | 166.9067 | 93.03%
[5 empty] | 93.04 | 93.04% | 7.9217 | 166.9465 | 93.04%
[5 empty] | 93.05 | 93.05% | 7.9259 | 166.9863 | 93.05%
[5 empty] | 93.06 | 93.06% | 7.93 | 167.0261 | 93.06%
[5 empty] | 93.07 | 93.07% | 7.9342 | 167.0659 | 93.07%
[5 empty] | 93.08 | 93.08% | 7.9384 | 167.1057 | 93.08%
[5 empty] | 93.09 | 93.09% | 7.9426 | 167.1455 | 93.09%
[5 empty] | 93.1 | 93.1% | 7.9468 | 167.1853 | 93.1%
[5 empty] | 93.11 | 93.11% | 7.951 | 167.2251 | 93.11%
[5 empty] | 93.12 | 93.12% | 7.9552 | 167.2649 | 93.12%
[5 empty] | 93.13 | 93.13% | 7.9594 | 167.3048 | 93.13%
[5 empty] | 93.14 | 93.14% | 7.9637 | 167.3446 | 93.14%
[5 empty] | 93.15 | 93.15% | 7.9679 | 167.3844 | 93.15%
[5 empty] | 93.16 | 93.16% | 7.9721 | 167.4242 | 93.16%
[5 empty] | 93.17 | 93.17% | 7.9763 | 167.4641 | 93.17%
[5 empty] | 93.18 | 93.18% | 7.9805 | 167.5039 | 93.18%
[5 empty] | 93.19 | 93.19% | 7.9847 | 167.5437 | 93.19%
[5 empty] | 93.2 | 93.2% | 7.989 | 167.5836 | 93.2%
[5 empty] | 93.21 | 93.21% | 7.9932 | 167.6234 | 93.21%
[5 empty] | 93.22 | 93.22% | 7.9974 | 167.6632 | 93.22%
[5 empty] | 93.23 | 93.23% | 8.0016 | 167.7031 | 93.23%
[5 empty] | 93.24 | 93.24% | 8.0059 | 167.7429 | 93.24%
[5 empty] | 93.25 | 93.25% | 8.0101 | 167.7828 | 93.25%
[5 empty] | 93.26 | 93.26% | 8.0143 | 167.8227 | 93.26%
[5 empty] | 93.27 | 93.27% | 8.0186 | 167.8625 | 93.27%
[5 empty] | 93.28 | 93.28% | 8.0228 | 167.9024 | 93.28%
[5 empty] | 93.29 | 93.29% | 8.0271 | 167.9422 | 93.29%
[5 empty] | 93.3 | 93.3% | 8.0313 | 167.9821 | 93.3%
[5 empty] | 93.31 | 93.31% | 8.0355 | 168.022 | 93.31%
[5 empty] | 93.32 | 93.32% | 8.0398 | 168.0618 | 93.32%
[5 empty] | 93.33 | 93.33% | 8.044 | 168.1017 | 93.33%
[5 empty] | 93.34 | 93.34% | 8.0483 | 168.1416 | 93.34%
[5 empty] | 93.35 | 93.35% | 8.0526 | 168.1815 | 93.35%
[5 empty] | 93.36 | 93.36% | 8.0568 | 168.2214 | 93.36%
[5 empty] | 93.37 | 93.37% | 8.0611 | 168.2612 | 93.37%
[5 empty] | 93.38 | 93.38% | 8.0653 | 168.3011 | 93.38%
[5 empty] | 93.39 | 93.39% | 8.0696 | 168.341 | 93.39%
[5 empty] | 93.4 | 93.4% | 8.0739 | 168.3809 | 93.4%
[5 empty] | 93.41 | 93.41% | 8.0781 | 168.4208 | 93.41%
[5 empty] | 93.42 | 93.42% | 8.0824 | 168.4607 | 93.42%
[5 empty] | 93.43 | 93.43% | 8.0867 | 168.5006 | 93.43%
[5 empty] | 93.44 | 93.44% | 8.091 | 168.5405 | 93.44%
[5 empty] | 93.45 | 93.45% | 8.0952 | 168.5804 | 93.45%
[5 empty] | 93.46 | 93.46% | 8.0995 | 168.6203 | 93.46%
[5 empty] | 93.47 | 93.47% | 8.1038 | 168.6602 | 93.47%
[5 empty] | 93.48 | 93.48% | 8.1081 | 168.7001 | 93.48%
[5 empty] | 93.49 | 93.49% | 8.1124 | 168.7401 | 93.49%
[5 empty] | 93.5 | 93.5% | 8.1167 | 168.78 | 93.5%
[5 empty] | 93.51 | 93.51% | 8.121 | 168.8199 | 93.51%
[5 empty] | 93.52 | 93.52% | 8.1252 | 168.8598 | 93.52%
[5 empty] | 93.53 | 93.53% | 8.1295 | 168.8998 | 93.53%
[5 empty] | 93.54 | 93.54% | 8.1338 | 168.9397 | 93.54%
[5 empty] | 93.55 | 93.55% | 8.1381 | 168.9796 | 93.55%
[5 empty] | 93.56 | 93.56% | 8.1424 | 169.0195 | 93.56%
[5 empty] | 93.57 | 93.57% | 8.1468 | 169.0595 | 93.57%
[5 empty] | 93.58 | 93.58% | 8.1511 | 169.0994 | 93.58%
[5 empty] | 93.59 | 93.59% | 8.1554 | 169.1394 | 93.59%
[5 empty] | 93.6 | 93.6% | 8.1597 | 169.1793 | 93.6%
[5 empty] | 93.61 | 93.61% | 8.164 | 169.2193 | 93.61%
[5 empty] | 93.62 | 93.62% | 8.1683 | 169.2592 | 93.62%
[5 empty] | 93.63 | 93.63% | 8.1726 | 169.2991 | 93.63%
[5 empty] | 93.64 | 93.64% | 8.177 | 169.3391 | 93.64%
[5 empty] | 93.65 | 93.65% | 8.1813 | 169.3791 | 93.65%
[5 empty] | 93.66 | 93.66% | 8.1856 | 169.419 | 93.66%
[5 empty] | 93.67 | 93.67% | 8.1899 | 169.459 | 93.67%
[5 empty] | 93.68 | 93.68% | 8.1943 | 169.4989 | 93.68%
[5 empty] | 93.69 | 93.69% | 8.1986 | 169.5389 | 93.69%
[5 empty] | 93.7 | 93.7% | 8.2029 | 169.5789 | 93.7%
[5 empty] | 93.71 | 93.71% | 8.2073 | 169.6188 | 93.71%
[5 empty] | 93.72 | 93.72% | 8.2116 | 169.6588 | 93.72%
[5 empty] | 93.73 | 93.73% | 8.216 | 169.6988 | 93.73%
[5 empty] | 93.74 | 93.74% | 8.2203 | 169.7388 | 93.74%
[5 empty] | 93.75 | 93.75% | 8.2246 | 169.7787 | 93.75%
[5 empty] | 93.76 | 93.76% | 8.229 | 169.8187 | 93.76%
[5 empty] | 93.77 | 93.77% | 8.2333 | 169.8587 | 93.77%
[5 empty] | 93.78 | 93.78% | 8.2377 | 169.8987 | 93.78%
[5 empty] | 93.79 | 93.79% | 8.2421 | 169.9387 | 93.79%
[5 empty] | 93.8 | 93.8% | 8.2464 | 169.9787 | 93.8%
[5 empty] | 93.81 | 93.81% | 8.2508 | 170.0187 | 93.81%
[5 empty] | 93.82 | 93.82% | 8.2551 | 170.0587 | 93.82%
[5 empty] | 93.83 | 93.83% | 8.2595 | 170.0987 | 93.83%
[5 empty] | 93.84 | 93.84% | 8.2639 | 170.1387 | 93.84%
[5 empty] | 93.85 | 93.85% | 8.2682 | 170.1787 | 93.85%
[5 empty] | 93.86 | 93.86% | 8.2726 | 170.2187 | 93.86%
[5 empty] | 93.87 | 93.87% | 8.277 | 170.2587 | 93.87%
[5 empty] | 93.88 | 93.88% | 8.2814 | 170.2987 | 93.88%
[5 empty] | 93.89 | 93.89% | 8.2857 | 170.3387 | 93.89%
[5 empty] | 93.9 | 93.9% | 8.2901 | 170.3787 | 93.9%
[5 empty] | 93.91 | 93.91% | 8.2945 | 170.4187 | 93.91%
[5 empty] | 93.92 | 93.92% | 8.2989 | 170.4587 | 93.92%
[5 empty] | 93.93 | 93.93% | 8.3033 | 170.4988 | 93.93%
[5 empty] | 93.94 | 93.94% | 8.3077 | 170.5388 | 93.94%
[5 empty] | 93.95 | 93.95% | 8.3121 | 170.5788 | 93.95%
[5 empty] | 93.96 | 93.96% | 8.3165 | 170.6188 | 93.96%
[5 empty] | 93.97 | 93.97% | 8.3209 | 170.6589 | 93.97%
[5 empty] | 93.98 | 93.98% | 8.3253 | 170.6989 | 93.98%
[5 empty] | 93.99 | 93.99% | 8.3297 | 170.7389 | 93.99%
[5 empty] | 94 | 94% | 8.3341 | 170.779 | 94%
[5 empty] | 94.01 | 94.01% | 8.3385 | 170.819 | 94.01%
[5 empty] | 94.02 | 94.02% | 8.3429 | 170.859 | 94.02%
[5 empty] | 94.03 | 94.03% | 8.3473 | 170.8991 | 94.03%
[5 empty] | 94.04 | 94.04% | 8.3517 | 170.9391 | 94.04%
[5 empty] | 94.05 | 94.05% | 8.3561 | 170.9792 | 94.05%
[5 empty] | 94.06 | 94.06% | 8.3605 | 171.0192 | 94.06%
[5 empty] | 94.07 | 94.07% | 8.365 | 171.0593 | 94.07%
[5 empty] | 94.08 | 94.08% | 8.3694 | 171.0993 | 94.08%
[5 empty] | 94.09 | 94.09% | 8.3738 | 171.1394 | 94.09%
[5 empty] | 94.1 | 94.1% | 8.3782 | 171.1794 | 94.1%
[5 empty] | 94.11 | 94.11% | 8.3827 | 171.2195 | 94.11%
[5 empty] | 94.12 | 94.12% | 8.3871 | 171.2595 | 94.12%
[5 empty] | 94.13 | 94.13% | 8.3915 | 171.2996 | 94.13%
[5 empty] | 94.14 | 94.14% | 8.396 | 171.3397 | 94.14%
[5 empty] | 94.15 | 94.15% | 8.4004 | 171.3797 | 94.15%
[5 empty] | 94.16 | 94.16% | 8.4048 | 171.4198 | 94.16%
[5 empty] | 94.17 | 94.17% | 8.4093 | 171.4599 | 94.17%
[5 empty] | 94.18 | 94.18% | 8.4137 | 171.4999 | 94.18%
[5 empty] | 94.19 | 94.19% | 8.4182 | 171.54 | 94.19%
[5 empty] | 94.2 | 94.2% | 8.4226 | 171.5801 | 94.2%
[5 empty] | 94.21 | 94.21% | 8.4271 | 171.6202 | 94.21%
[5 empty] | 94.22 | 94.22% | 8.4315 | 171.6602 | 94.22%
[5 empty] | 94.23 | 94.23% | 8.436 | 171.7003 | 94.23%
[5 empty] | 94.24 | 94.24% | 8.4404 | 171.7404 | 94.24%
[5 empty] | 94.25 | 94.25% | 8.4449 | 171.7805 | 94.25%
[5 empty] | 94.26 | 94.26% | 8.4494 | 171.8206 | 94.26%
[5 empty] | 94.27 | 94.27% | 8.4538 | 171.8606 | 94.27%
[5 empty] | 94.28 | 94.28% | 8.4583 | 171.9007 | 94.28%
[5 empty] | 94.29 | 94.29% | 8.4628 | 171.9408 | 94.29%
[5 empty] | 94.3 | 94.3% | 8.4673 | 171.9809 | 94.3%
[5 empty] | 94.31 | 94.31% | 8.4717 | 172.021 | 94.31%
[5 empty] | 94.32 | 94.32% | 8.4762 | 172.0611 | 94.32%
[5 empty] | 94.33 | 94.33% | 8.4807 | 172.1012 | 94.33%
[5 empty] | 94.34 | 94.34% | 8.4852 | 172.1413 | 94.34%
[5 empty] | 94.35 | 94.35% | 8.4897 | 172.1814 | 94.35%
[5 empty] | 94.36 | 94.36% | 8.4941 | 172.2215 | 94.36%
[5 empty] | 94.37 | 94.37% | 8.4986 | 172.2616 | 94.37%
[5 empty] | 94.38 | 94.38% | 8.5031 | 172.3017 | 94.38%
[5 empty] | 94.39 | 94.39% | 8.5076 | 172.3418 | 94.39%
[5 empty] | 94.4 | 94.4% | 8.5121 | 172.382 | 94.4%
[5 empty] | 94.41 | 94.41% | 8.5166 | 172.4221 | 94.41%
[5 empty] | 94.42 | 94.42% | 8.5211 | 172.4622 | 94.42%
[5 empty] | 94.43 | 94.43% | 8.5256 | 172.5023 | 94.43%
[5 empty] | 94.44 | 94.44% | 8.5301 | 172.5424 | 94.44%
[5 empty] | 94.45 | 94.45% | 8.5346 | 172.5825 | 94.45%
[5 empty] | 94.46 | 94.46% | 8.5391 | 172.6227 | 94.46%
[5 empty] | 94.47 | 94.47% | 8.5436 | 172.6628 | 94.47%
[5 empty] | 94.48 | 94.48% | 8.5482 | 172.7029 | 94.48%
[5 empty] | 94.49 | 94.49% | 8.5527 | 172.743 | 94.49%
[5 empty] | 94.5 | 94.5% | 8.5572 | 172.7832 | 94.5%
[5 empty] | 94.51 | 94.51% | 8.5617 | 172.8233 | 94.51%
[5 empty] | 94.52 | 94.52% | 8.5662 | 172.8634 | 94.52%
[5 empty] | 94.53 | 94.53% | 8.5708 | 172.9035 | 94.53%
[5 empty] | 94.54 | 94.54% | 8.5753 | 172.9437 | 94.54%
[5 empty] | 94.55 | 94.55% | 8.5798 | 172.9838 | 94.55%
[5 empty] | 94.56 | 94.56% | 8.5844 | 173.024 | 94.56%
[5 empty] | 94.57 | 94.57% | 8.5889 | 173.0641 | 94.57%
[5 empty] | 94.58 | 94.58% | 8.5934 | 173.1042 | 94.58%
[5 empty] | 94.59 | 94.59% | 8.598 | 173.1444 | 94.59%
[5 empty] | 94.6 | 94.6% | 8.6025 | 173.1845 | 94.6%
[5 empty] | 94.61 | 94.61% | 8.6071 | 173.2247 | 94.61%
[5 empty] | 94.62 | 94.62% | 8.6116 | 173.2648 | 94.62%
[5 empty] | 94.63 | 94.63% | 8.6162 | 173.305 | 94.63%
[5 empty] | 94.64 | 94.64% | 8.6207 | 173.3451 | 94.64%
[5 empty] | 94.65 | 94.65% | 8.6253 | 173.3853 | 94.65%
[5 empty] | 94.66 | 94.66% | 8.6298 | 173.4254 | 94.66%
[5 empty] | 94.67 | 94.67% | 8.6344 | 173.4656 | 94.67%
[5 empty] | 94.68 | 94.68% | 8.6389 | 173.5057 | 94.68%
[5 empty] | 94.69 | 94.69% | 8.6435 | 173.5459 | 94.69%
[5 empty] | 94.7 | 94.7% | 8.6481 | 173.586 | 94.7%
[5 empty] | 94.71 | 94.71% | 8.6526 | 173.6262 | 94.71%
[5 empty] | 94.72 | 94.72% | 8.6572 | 173.6664 | 94.72%
[5 empty] | 94.73 | 94.73% | 8.6618 | 173.7065 | 94.73%
[5 empty] | 94.74 | 94.74% | 8.6664 | 173.7467 | 94.74%
[5 empty] | 94.75 | 94.75% | 8.6709 | 173.7868 | 94.75%
[5 empty] | 94.76 | 94.76% | 8.6755 | 173.827 | 94.76%
[5 empty] | 94.77 | 94.77% | 8.6801 | 173.8672 | 94.77%
[5 empty] | 94.78 | 94.78% | 8.6847 | 173.9074 | 94.78%
[5 empty] | 94.79 | 94.79% | 8.6893 | 173.9475 | 94.79%
[5 empty] | 94.8 | 94.8% | 8.6939 | 173.9877 | 94.8%
[5 empty] | 94.81 | 94.81% | 8.6984 | 174.0279 | 94.81%
[5 empty] | 94.82 | 94.82% | 8.703 | 174.068 | 94.82%
[5 empty] | 94.83 | 94.83% | 8.7076 | 174.1082 | 94.83%
[5 empty] | 94.84 | 94.84% | 8.7122 | 174.1484 | 94.84%
[5 empty] | 94.85 | 94.85% | 8.7168 | 174.1886 | 94.85%
[5 empty] | 94.86 | 94.86% | 8.7214 | 174.2288 | 94.86%
[5 empty] | 94.87 | 94.87% | 8.726 | 174.2689 | 94.87%
[5 empty] | 94.88 | 94.88% | 8.7306 | 174.3091 | 94.88%
[5 empty] | 94.89 | 94.89% | 8.7353 | 174.3493 | 94.89%
[5 empty] | 94.9 | 94.9% | 8.7399 | 174.3895 | 94.9%
[5 empty] | 94.91 | 94.91% | 8.7445 | 174.4297 | 94.91%
[5 empty] | 94.92 | 94.92% | 8.7491 | 174.4699 | 94.92%
[5 empty] | 94.93 | 94.93% | 8.7537 | 174.5101 | 94.93%
[5 empty] | 94.94 | 94.94% | 8.7583 | 174.5502 | 94.94%
[5 empty] | 94.95 | 94.95% | 8.763 | 174.5904 | 94.95%
[5 empty] | 94.96 | 94.96% | 8.7676 | 174.6306 | 94.96%
[5 empty] | 94.97 | 94.97% | 8.7722 | 174.6708 | 94.97%
[5 empty] | 94.98 | 94.98% | 8.7769 | 174.711 | 94.98%
[5 empty] | 94.99 | 94.99% | 8.7815 | 174.7512 | 94.99%
[5 empty] | 95 | 95% | 8.7861 | 174.7914 | 95%
[5 empty] | 95.01 | 95.01% | 8.7908 | 174.8316 | 95.01%
[5 empty] | 95.02 | 95.02% | 8.7954 | 174.8718 | 95.02%
[5 empty] | 95.03 | 95.03% | 8.8 | 174.912 | 95.03%
[5 empty] | 95.04 | 95.04% | 8.8047 | 174.9522 | 95.04%
[5 empty] | 95.05 | 95.05% | 8.8093 | 174.9924 | 95.05%
[5 empty] | 95.06 | 95.06% | 8.814 | 175.0326 | 95.06%
[5 empty] | 95.07 | 95.07% | 8.8186 | 175.0728 | 95.07%
[5 empty] | 95.08 | 95.08% | 8.8233 | 175.113 | 95.08%
[5 empty] | 95.09 | 95.09% | 8.8279 | 175.1532 | 95.09%
[5 empty] | 95.1 | 95.1% | 8.8326 | 175.1934 | 95.1%
[5 empty] | 95.11 | 95.11% | 8.8373 | 175.2337 | 95.11%
[5 empty] | 95.12 | 95.12% | 8.8419 | 175.2739 | 95.12%
[5 empty] | 95.13 | 95.13% | 8.8466 | 175.3141 | 95.13%
[5 empty] | 95.14 | 95.14% | 8.8513 | 175.3543 | 95.14%
[5 empty] | 95.15 | 95.15% | 8.8559 | 175.3945 | 95.15%
[5 empty] | 95.16 | 95.16% | 8.8606 | 175.4347 | 95.16%
[5 empty] | 95.17 | 95.17% | 8.8653 | 175.4749 | 95.17%
[5 empty] | 95.18 | 95.18% | 8.87 | 175.5151 | 95.18%
[5 empty] | 95.19 | 95.19% | 8.8746 | 175.5554 | 95.19%
[5 empty] | 95.2 | 95.2% | 8.8793 | 175.5956 | 95.2%
[5 empty] | 95.21 | 95.21% | 8.884 | 175.6358 | 95.21%
[5 empty] | 95.22 | 95.22% | 8.8887 | 175.676 | 95.22%
[5 empty] | 95.23 | 95.23% | 8.8934 | 175.7162 | 95.23%
[5 empty] | 95.24 | 95.24% | 8.8981 | 175.7565 | 95.24%
[5 empty] | 95.25 | 95.25% | 8.9028 | 175.7967 | 95.25%
[5 empty] | 95.26 | 95.26% | 8.9075 | 175.8369 | 95.26%
[5 empty] | 95.27 | 95.27% | 8.9122 | 175.8771 | 95.27%
[5 empty] | 95.28 | 95.28% | 8.9169 | 175.9174 | 95.28%
[5 empty] | 95.29 | 95.29% | 8.9216 | 175.9576 | 95.29%
[5 empty] | 95.3 | 95.3% | 8.9263 | 175.9978 | 95.3%
[5 empty] | 95.31 | 95.31% | 8.931 | 176.038 | 95.31%
[5 empty] | 95.32 | 95.32% | 8.9357 | 176.0783 | 95.32%
[5 empty] | 95.33 | 95.33% | 8.9404 | 176.1185 | 95.33%
[5 empty] | 95.34 | 95.34% | 8.9451 | 176.1587 | 95.34%
[5 empty] | 95.35 | 95.35% | 8.9498 | 176.199 | 95.35%
[5 empty] | 95.36 | 95.36% | 8.9546 | 176.2392 | 95.36%
[5 empty] | 95.37 | 95.37% | 8.9593 | 176.2794 | 95.37%
[5 empty] | 95.38 | 95.38% | 8.964 | 176.3197 | 95.38%
[5 empty] | 95.39 | 95.39% | 8.9687 | 176.3599 | 95.39%
[5 empty] | 95.4 | 95.4% | 8.9735 | 176.4001 | 95.4%
[5 empty] | 95.41 | 95.41% | 8.9782 | 176.4404 | 95.41%
[5 empty] | 95.42 | 95.42% | 8.9829 | 176.4806 | 95.42%
[5 empty] | 95.43 | 95.43% | 8.9877 | 176.5208 | 95.43%
[5 empty] | 95.44 | 95.44% | 8.9924 | 176.5611 | 95.44%
[5 empty] | 95.45 | 95.45% | 8.9971 | 176.6013 | 95.45%
[5 empty] | 95.46 | 95.46% | 9.0019 | 176.6416 | 95.46%
[5 empty] | 95.47 | 95.47% | 9.0066 | 176.6818 | 95.47%
[5 empty] | 95.48 | 95.48% | 9.0114 | 176.722 | 95.48%
[5 empty] | 95.49 | 95.49% | 9.0161 | 176.7623 | 95.49%
[5 empty] | 95.5 | 95.5% | 9.0209 | 176.8025 | 95.5%
[5 empty] | 95.51 | 95.51% | 9.0256 | 176.8428 | 95.51%
[5 empty] | 95.52 | 95.52% | 9.0304 | 176.883 | 95.52%
[5 empty] | 95.53 | 95.53% | 9.0352 | 176.9233 | 95.53%
[5 empty] | 95.54 | 95.54% | 9.0399 | 176.9635 | 95.54%
[5 empty] | 95.55 | 95.55% | 9.0447 | 177.0037 | 95.55%
[5 empty] | 95.56 | 95.56% | 9.0494 | 177.044 | 95.56%
[5 empty] | 95.57 | 95.57% | 9.0542 | 177.0842 | 95.57%
[5 empty] | 95.58 | 95.58% | 9.059 | 177.1245 | 95.58%
[5 empty] | 95.59 | 95.59% | 9.0638 | 177.1647 | 95.59%
[5 empty] | 95.6 | 95.6% | 9.0685 | 177.205 | 95.6%
[5 empty] | 95.61 | 95.61% | 9.0733 | 177.2452 | 95.61%
[5 empty] | 95.62 | 95.62% | 9.0781 | 177.2855 | 95.62%
[5 empty] | 95.63 | 95.63% | 9.0829 | 177.3257 | 95.63%
[5 empty] | 95.64 | 95.64% | 9.0877 | 177.366 | 95.64%
[5 empty] | 95.65 | 95.65% | 9.0925 | 177.4062 | 95.65%
[5 empty] | 95.66 | 95.66% | 9.0972 | 177.4465 | 95.66%
[5 empty] | 95.67 | 95.67% | 9.102 | 177.4867 | 95.67%
[5 empty] | 95.68 | 95.68% | 9.1068 | 177.527 | 95.68%
[5 empty] | 95.69 | 95.69% | 9.1116 | 177.5672 | 95.69%
[5 empty] | 95.7 | 95.7% | 9.1164 | 177.6075 | 95.7%
[5 empty] | 95.71 | 95.71% | 9.1212 | 177.6477 | 95.71%
[5 empty] | 95.72 | 95.72% | 9.126 | 177.688 | 95.72%
[5 empty] | 95.73 | 95.73% | 9.1308 | 177.7282 | 95.73%
[5 empty] | 95.74 | 95.74% | 9.1357 | 177.7685 | 95.74%
[5 empty] | 95.75 | 95.75% | 9.1405 | 177.8088 | 95.75%
[5 empty] | 95.76 | 95.76% | 9.1453 | 177.849 | 95.76%
[5 empty] | 95.77 | 95.77% | 9.1501 | 177.8893 | 95.77%
[5 empty] | 95.78 | 95.78% | 9.1549 | 177.9295 | 95.78%
[5 empty] | 95.79 | 95.79% | 9.1597 | 177.9698 | 95.79%
[5 empty] | 95.8 | 95.8% | 9.1646 | 178.01 | 95.8%
[5 empty] | 95.81 | 95.81% | 9.1694 | 178.0503 | 95.81%
[5 empty] | 95.82 | 95.82% | 9.1742 | 178.0906 | 95.82%
[5 empty] | 95.83 | 95.83% | 9.179 | 178.1308 | 95.83%
[5 empty] | 95.84 | 95.84% | 9.1839 | 178.1711 | 95.84%
[5 empty] | 95.85 | 95.85% | 9.1887 | 178.2113 | 95.85%
[5 empty] | 95.86 | 95.86% | 9.1936 | 178.2516 | 95.86%
[5 empty] | 95.87 | 95.87% | 9.1984 | 178.2918 | 95.87%
[5 empty] | 95.88 | 95.88% | 9.2032 | 178.3321 | 95.88%
[5 empty] | 95.89 | 95.89% | 9.2081 | 178.3724 | 95.89%
[5 empty] | 95.9 | 95.9% | 9.2129 | 178.4126 | 95.9%
[5 empty] | 95.91 | 95.91% | 9.2178 | 178.4529 | 95.91%
[5 empty] | 95.92 | 95.92% | 9.2226 | 178.4931 | 95.92%
[5 empty] | 95.93 | 95.93% | 9.2275 | 178.5334 | 95.93%
[5 empty] | 95.94 | 95.94% | 9.2323 | 178.5737 | 95.94%
[5 empty] | 95.95 | 95.95% | 9.2372 | 178.6139 | 95.95%
[5 empty] | 95.96 | 95.96% | 9.2421 | 178.6542 | 95.96%
[5 empty] | 95.97 | 95.97% | 9.2469 | 178.6945 | 95.97%
[5 empty] | 95.98 | 95.98% | 9.2518 | 178.7347 | 95.98%
[5 empty] | 95.99 | 95.99% | 9.2567 | 178.775 | 95.99%
[5 empty] | 96 | 96% | 9.2615 | 178.8152 | 96%
[5 empty] | 96.01 | 96.01% | 9.2664 | 178.8555 | 96.01%
[5 empty] | 96.02 | 96.02% | 9.2713 | 178.8958 | 96.02%
[5 empty] | 96.03 | 96.03% | 9.2762 | 178.936 | 96.03%
[5 empty] | 96.04 | 96.04% | 9.281 | 178.9763 | 96.04%
[5 empty] | 96.05 | 96.05% | 9.2859 | 179.0165 | 96.05%
[5 empty] | 96.06 | 96.06% | 9.2908 | 179.0568 | 96.06%
[5 empty] | 96.07 | 96.07% | 9.2957 | 179.0971 | 96.07%
[5 empty] | 96.08 | 96.08% | 9.3006 | 179.1373 | 96.08%
[5 empty] | 96.09 | 96.09% | 9.3055 | 179.1776 | 96.09%
[5 empty] | 96.1 | 96.1% | 9.3104 | 179.2179 | 96.1%
[5 empty] | 96.11 | 96.11% | 9.3153 | 179.2581 | 96.11%
[5 empty] | 96.12 | 96.12% | 9.3202 | 179.2984 | 96.12%
[5 empty] | 96.13 | 96.13% | 9.3251 | 179.3386 | 96.13%
[5 empty] | 96.14 | 96.14% | 9.33 | 179.3789 | 96.14%
[5 empty] | 96.15 | 96.15% | 9.3349 | 179.4192 | 96.15%
[5 empty] | 96.16 | 96.16% | 9.3398 | 179.4594 | 96.16%
[5 empty] | 96.17 | 96.17% | 9.3447 | 179.4997 | 96.17%
[5 empty] | 96.18 | 96.18% | 9.3496 | 179.54 | 96.18%
[5 empty] | 96.19 | 96.19% | 9.3545 | 179.5802 | 96.19%
[5 empty] | 96.2 | 96.2% | 9.3594 | 179.6205 | 96.2%
[5 empty] | 96.21 | 96.21% | 9.3644 | 179.6607 | 96.21%
[5 empty] | 96.22 | 96.22% | 9.3693 | 179.701 | 96.22%
[5 empty] | 96.23 | 96.23% | 9.3742 | 179.7413 | 96.23%
[5 empty] | 96.24 | 96.24% | 9.3791 | 179.7815 | 96.24%
[5 empty] | 96.25 | 96.25% | 9.3841 | 179.8218 | 96.25%
[5 empty] | 96.26 | 96.26% | 9.389 | 179.8621 | 96.26%
[5 empty] | 96.27 | 96.27% | 9.3939 | 179.9023 | 96.27%
[5 empty] | 96.28 | 96.28% | 9.3989 | 179.9426 | 96.28%
[5 empty] | 96.29 | 96.29% | 9.4038 | 179.9828 | 96.29%
[5 empty] | 96.3 | 96.3% | 9.4088 | 180.0231 | 96.3%
[5 empty] | 96.31 | 96.31% | 9.4137 | 180.0634 | 96.31%
[5 empty] | 96.32 | 96.32% | 9.4187 | 180.1036 | 96.32%
[5 empty] | 96.33 | 96.33% | 9.4236 | 180.1439 | 96.33%
[5 empty] | 96.34 | 96.34% | 9.4286 | 180.1841 | 96.34%
[5 empty] | 96.35 | 96.35% | 9.4335 | 180.2244 | 96.35%
[5 empty] | 96.36 | 96.36% | 9.4385 | 180.2647 | 96.36%
[5 empty] | 96.37 | 96.37% | 9.4434 | 180.3049 | 96.37%
[5 empty] | 96.38 | 96.38% | 9.4484 | 180.3452 | 96.38%
[5 empty] | 96.39 | 96.39% | 9.4533 | 180.3854 | 96.39%
[5 empty] | 96.4 | 96.4% | 9.4583 | 180.4257 | 96.4%
[5 empty] | 96.41 | 96.41% | 9.4633 | 180.4659 | 96.41%
[5 empty] | 96.42 | 96.42% | 9.4683 | 180.5062 | 96.42%
[5 empty] | 96.43 | 96.43% | 9.4732 | 180.5465 | 96.43%
[5 empty] | 96.44 | 96.44% | 9.4782 | 180.5867 | 96.44%
[5 empty] | 96.45 | 96.45% | 9.4832 | 180.627 | 96.45%
[5 empty] | 96.46 | 96.46% | 9.4882 | 180.6672 | 96.46%
[5 empty] | 96.47 | 96.47% | 9.4931 | 180.7075 | 96.47%
[5 empty] | 96.48 | 96.48% | 9.4981 | 180.7477 | 96.48%
[5 empty] | 96.49 | 96.49% | 9.5031 | 180.788 | 96.49%
[5 empty] | 96.5 | 96.5% | 9.5081 | 180.8283 | 96.5%
[5 empty] | 96.51 | 96.51% | 9.5131 | 180.8685 | 96.51%
[5 empty] | 96.52 | 96.52% | 9.5181 | 180.9088 | 96.52%
[5 empty] | 96.53 | 96.53% | 9.5231 | 180.949 | 96.53%
[5 empty] | 96.54 | 96.54% | 9.5281 | 180.9893 | 96.54%
[5 empty] | 96.55 | 96.55% | 9.5331 | 181.0295 | 96.55%
[5 empty] | 96.56 | 96.56% | 9.5381 | 181.0698 | 96.56%
[5 empty] | 96.57 | 96.57% | 9.5431 | 181.11 | 96.57%
[5 empty] | 96.58 | 96.58% | 9.5481 | 181.1503 | 96.58%
[5 empty] | 96.59 | 96.59% | 9.5531 | 181.1905 | 96.59%
[5 empty] | 96.6 | 96.6% | 9.5581 | 181.2308 | 96.6%
[5 empty] | 96.61 | 96.61% | 9.5632 | 181.271 | 96.61%
[5 empty] | 96.62 | 96.62% | 9.5682 | 181.3113 | 96.62%
[5 empty] | 96.63 | 96.63% | 9.5732 | 181.3515 | 96.63%
[5 empty] | 96.64 | 96.64% | 9.5782 | 181.3918 | 96.64%
[5 empty] | 96.65 | 96.65% | 9.5832 | 181.432 | 96.65%
[5 empty] | 96.66 | 96.66% | 9.5883 | 181.4723 | 96.66%
[5 empty] | 96.67 | 96.67% | 9.5933 | 181.5125 | 96.67%
[5 empty] | 96.68 | 96.68% | 9.5983 | 181.5528 | 96.68%
[5 empty] | 96.69 | 96.69% | 9.6034 | 181.593 | 96.69%
[5 empty] | 96.7 | 96.7% | 9.6084 | 181.6332 | 96.7%
[5 empty] | 96.71 | 96.71% | 9.6134 | 181.6735 | 96.71%
[5 empty] | 96.72 | 96.72% | 9.6185 | 181.7137 | 96.72%
[5 empty] | 96.73 | 96.73% | 9.6235 | 181.754 | 96.73%
[5 empty] | 96.74 | 96.74% | 9.6286 | 181.7942 | 96.74%
[5 empty] | 96.75 | 96.75% | 9.6336 | 181.8345 | 96.75%
[5 empty] | 96.76 | 96.76% | 9.6387 | 181.8747 | 96.76%
[5 empty] | 96.77 | 96.77% | 9.6437 | 181.9149 | 96.77%
[5 empty] | 96.78 | 96.78% | 9.6488 | 181.9552 | 96.78%
[5 empty] | 96.79 | 96.79% | 9.6539 | 181.9954 | 96.79%
[5 empty] | 96.8 | 96.8% | 9.6589 | 182.0357 | 96.8%
[5 empty] | 96.81 | 96.81% | 9.664 | 182.0759 | 96.81%
[5 empty] | 96.82 | 96.82% | 9.669 | 182.1161 | 96.82%
[5 empty] | 96.83 | 96.83% | 9.6741 | 182.1564 | 96.83%
[5 empty] | 96.84 | 96.84% | 9.6792 | 182.1966 | 96.84%
[5 empty] | 96.85 | 96.85% | 9.6843 | 182.2368 | 96.85%
[5 empty] | 96.86 | 96.86% | 9.6893 | 182.2771 | 96.86%
[5 empty] | 96.87 | 96.87% | 9.6944 | 182.3173 | 96.87%
[5 empty] | 96.88 | 96.88% | 9.6995 | 182.3575 | 96.88%
[5 empty] | 96.89 | 96.89% | 9.7046 | 182.3978 | 96.89%
[5 empty] | 96.9 | 96.9% | 9.7097 | 182.438 | 96.9%
[5 empty] | 96.91 | 96.91% | 9.7148 | 182.4782 | 96.91%
[5 empty] | 96.92 | 96.92% | 9.7198 | 182.5184 | 96.92%
[5 empty] | 96.93 | 96.93% | 9.7249 | 182.5587 | 96.93%
[5 empty] | 96.94 | 96.94% | 9.73 | 182.5989 | 96.94%
[5 empty] | 96.95 | 96.95% | 9.7351 | 182.6391 | 96.95%
[5 empty] | 96.96 | 96.96% | 9.7402 | 182.6793 | 96.96%
[5 empty] | 96.97 | 96.97% | 9.7453 | 182.7196 | 96.97%
[5 empty] | 96.98 | 96.98% | 9.7504 | 182.7598 | 96.98%
[5 empty] | 96.99 | 96.99% | 9.7555 | 182.8 | 96.99%
[5 empty] | 97 | 97% | 9.7607 | 182.8402 | 97%
[5 empty] | 97.01 | 97.01% | 9.7658 | 182.8804 | 97.01%
[5 empty] | 97.02 | 97.02% | 9.7709 | 182.9207 | 97.02%
[5 empty] | 97.03 | 97.03% | 9.776 | 182.9609 | 97.03%
[5 empty] | 97.04 | 97.04% | 9.7811 | 183.0011 | 97.04%
[5 empty] | 97.05 | 97.05% | 9.7862 | 183.0413 | 97.05%
[5 empty] | 97.06 | 97.06% | 9.7914 | 183.0815 | 97.06%
[5 empty] | 97.07 | 97.07% | 9.7965 | 183.1217 | 97.07%
[5 empty] | 97.08 | 97.08% | 9.8016 | 183.162 | 97.08%
[5 empty] | 97.09 | 97.09% | 9.8067 | 183.2022 | 97.09%
[5 empty] | 97.1 | 97.1% | 9.8119 | 183.2424 | 97.1%
[5 empty] | 97.11 | 97.11% | 9.817 | 183.2826 | 97.11%
[5 empty] | 97.12 | 97.12% | 9.8222 | 183.3228 | 97.12%
[5 empty] | 97.13 | 97.13% | 9.8273 | 183.363 | 97.13%
[5 empty] | 97.14 | 97.14% | 9.8324 | 183.4032 | 97.14%
[5 empty] | 97.15 | 97.15% | 9.8376 | 183.4434 | 97.15%
[5 empty] | 97.16 | 97.16% | 9.8427 | 183.4836 | 97.16%
[5 empty] | 97.17 | 97.17% | 9.8479 | 183.5238 | 97.17%
[5 empty] | 97.18 | 97.18% | 9.853 | 183.564 | 97.18%
[5 empty] | 97.19 | 97.19% | 9.8582 | 183.6042 | 97.19%
[5 empty] | 97.2 | 97.2% | 9.8634 | 183.6444 | 97.2%
[5 empty] | 97.21 | 97.21% | 9.8685 | 183.6846 | 97.21%
[5 empty] | 97.22 | 97.22% | 9.8737 | 183.7248 | 97.22%
[5 empty] | 97.23 | 97.23% | 9.8788 | 183.765 | 97.23%
[5 empty] | 97.24 | 97.24% | 9.884 | 183.8052 | 97.24%
[5 empty] | 97.25 | 97.25% | 9.8892 | 183.8454 | 97.25%
[5 empty] | 97.26 | 97.26% | 9.8943 | 183.8856 | 97.26%
[5 empty] | 97.27 | 97.27% | 9.8995 | 183.9258 | 97.27%
[5 empty] | 97.28 | 97.28% | 9.9047 | 183.966 | 97.28%
[5 empty] | 97.29 | 97.29% | 9.9099 | 184.0061 | 97.29%
[5 empty] | 97.3 | 97.3% | 9.9151 | 184.0463 | 97.3%
[5 empty] | 97.31 | 97.31% | 9.9202 | 184.0865 | 97.31%
[5 empty] | 97.32 | 97.32% | 9.9254 | 184.1267 | 97.32%
[5 empty] | 97.33 | 97.33% | 9.9306 | 184.1669 | 97.33%
[5 empty] | 97.34 | 97.34% | 9.9358 | 184.2071 | 97.34%
[5 empty] | 97.35 | 97.35% | 9.941 | 184.2472 | 97.35%
[5 empty] | 97.36 | 97.36% | 9.9462 | 184.2874 | 97.36%
[5 empty] | 97.37 | 97.37% | 9.9514 | 184.3276 | 97.37%
[5 empty] | 97.38 | 97.38% | 9.9566 | 184.3678 | 97.38%
[5 empty] | 97.39 | 97.39% | 9.9618 | 184.4079 | 97.39%
[5 empty] | 97.4 | 97.4% | 9.967 | 184.4481 | 97.4%
[5 empty] | 97.41 | 97.41% | 9.9722 | 184.4883 | 97.41%
[5 empty] | 97.42 | 97.42% | 9.9774 | 184.5285 | 97.42%
[5 empty] | 97.43 | 97.43% | 9.9826 | 184.5686 | 97.43%
[5 empty] | 97.44 | 97.44% | 9.9879 | 184.6088 | 97.44%
[5 empty] | 97.45 | 97.45% | 9.9931 | 184.649 | 97.45%
[5 empty] | 97.46 | 97.46% | 9.9983 | 184.6891 | 97.46%
[5 empty] | 97.47 | 97.47% | 10.0035 | 184.7293 | 97.47%
[5 empty] | 97.48 | 97.48% | 10.0087 | 184.7694 | 97.48%
[5 empty] | 97.49 | 97.49% | 10.014 | 184.8096 | 97.49%
[5 empty] | 97.5 | 97.5% | 10.0192 | 184.8498 | 97.5%
[5 empty] | 97.51 | 97.51% | 10.0244 | 184.8899 | 97.51%
[5 empty] | 97.52 | 97.52% | 10.0297 | 184.9301 | 97.52%
[5 empty] | 97.53 | 97.53% | 10.0349 | 184.9702 | 97.53%
[5 empty] | 97.54 | 97.54% | 10.0402 | 185.0104 | 97.54%
[5 empty] | 97.55 | 97.55% | 10.0454 | 185.0505 | 97.55%
[5 empty] | 97.56 | 97.56% | 10.0506 | 185.0907 | 97.56%
[5 empty] | 97.57 | 97.57% | 10.0559 | 185.1308 | 97.57%
[5 empty] | 97.58 | 97.58% | 10.0611 | 185.171 | 97.58%
[5 empty] | 97.59 | 97.59% | 10.0664 | 185.2111 | 97.59%
[5 empty] | 97.6 | 97.6% | 10.0716 | 185.2512 | 97.6%
[5 empty] | 97.61 | 97.61% | 10.0769 | 185.2914 | 97.61%
[5 empty] | 97.62 | 97.62% | 10.0822 | 185.3315 | 97.62%
[5 empty] | 97.63 | 97.63% | 10.0874 | 185.3717 | 97.63%
[5 empty] | 97.64 | 97.64% | 10.0927 | 185.4118 | 97.64%
[5 empty] | 97.65 | 97.65% | 10.0979 | 185.4519 | 97.65%
[5 empty] | 97.66 | 97.66% | 10.1032 | 185.4921 | 97.66%
[5 empty] | 97.67 | 97.67% | 10.1085 | 185.5322 | 97.67%
[5 empty] | 97.68 | 97.68% | 10.1138 | 185.5723 | 97.68%
[5 empty] | 97.69 | 97.69% | 10.119 | 185.6124 | 97.69%
[5 empty] | 97.7 | 97.7% | 10.1243 | 185.6526 | 97.7%
[5 empty] | 97.71 | 97.71% | 10.1296 | 185.6927 | 97.71%
[5 empty] | 97.72 | 97.72% | 10.1349 | 185.7328 | 97.72%
[5 empty] | 97.73 | 97.73% | 10.1402 | 185.7729 | 97.73%
[5 empty] | 97.74 | 97.74% | 10.1455 | 185.813 | 97.74%
[5 empty] | 97.75 | 97.75% | 10.1507 | 185.8532 | 97.75%
[5 empty] | 97.76 | 97.76% | 10.156 | 185.8933 | 97.76%
[5 empty] | 97.77 | 97.77% | 10.1613 | 185.9334 | 97.77%
[5 empty] | 97.78 | 97.78% | 10.1666 | 185.9735 | 97.78%
[5 empty] | 97.79 | 97.79% | 10.1719 | 186.0136 | 97.79%
[5 empty] | 97.8 | 97.8% | 10.1772 | 186.0537 | 97.8%
[5 empty] | 97.81 | 97.81% | 10.1825 | 186.0938 | 97.81%
[5 empty] | 97.82 | 97.82% | 10.1878 | 186.1339 | 97.82%
[5 empty] | 97.83 | 97.83% | 10.1932 | 186.174 | 97.83%
[5 empty] | 97.84 | 97.84% | 10.1985 | 186.2141 | 97.84%
[5 empty] | 97.85 | 97.85% | 10.2038 | 186.2542 | 97.85%
[5 empty] | 97.86 | 97.86% | 10.2091 | 186.2943 | 97.86%
[5 empty] | 97.87 | 97.87% | 10.2144 | 186.3344 | 97.87%
[5 empty] | 97.88 | 97.88% | 10.2197 | 186.3745 | 97.88%
[5 empty] | 97.89 | 97.89% | 10.2251 | 186.4146 | 97.89%
[5 empty] | 97.9 | 97.9% | 10.2304 | 186.4547 | 97.9%
[5 empty] | 97.91 | 97.91% | 10.2357 | 186.4947 | 97.91%
[5 empty] | 97.92 | 97.92% | 10.2411 | 186.5348 | 97.92%
[5 empty] | 97.93 | 97.93% | 10.2464 | 186.5749 | 97.93%
[5 empty] | 97.94 | 97.94% | 10.2517 | 186.615 | 97.94%
[5 empty] | 97.95 | 97.95% | 10.2571 | 186.6551 | 97.95%
[5 empty] | 97.96 | 97.96% | 10.2624 | 186.6951 | 97.96%
[5 empty] | 97.97 | 97.97% | 10.2678 | 186.7352 | 97.97%
[5 empty] | 97.98 | 97.98% | 10.2731 | 186.7753 | 97.98%
[5 empty] | 97.99 | 97.99% | 10.2784 | 186.8153 | 97.99%
[5 empty] | 98 | 98% | 10.2838 | 186.8554 | 98%
[5 empty] | 98.01 | 98.01% | 10.2892 | 186.8955 | 98.01%
[5 empty] | 98.02 | 98.02% | 10.2945 | 186.9355 | 98.02%
[5 empty] | 98.03 | 98.03% | 10.2999 | 186.9756 | 98.03%
[5 empty] | 98.04 | 98.04% | 10.3052 | 187.0156 | 98.04%
[5 empty] | 98.05 | 98.05% | 10.3106 | 187.0557 | 98.05%
[5 empty] | 98.06 | 98.06% | 10.316 | 187.0957 | 98.06%
[5 empty] | 98.07 | 98.07% | 10.3213 | 187.1358 | 98.07%
[5 empty] | 98.08 | 98.08% | 10.3267 | 187.1758 | 98.08%
[5 empty] | 98.09 | 98.09% | 10.3321 | 187.2159 | 98.09%
[5 empty] | 98.1 | 98.1% | 10.3374 | 187.2559 | 98.1%
[5 empty] | 98.11 | 98.11% | 10.3428 | 187.296 | 98.11%
[5 empty] | 98.12 | 98.12% | 10.3482 | 187.336 | 98.12%
[5 empty] | 98.13 | 98.13% | 10.3536 | 187.376 | 98.13%
[5 empty] | 98.14 | 98.14% | 10.359 | 187.4161 | 98.14%
[5 empty] | 98.15 | 98.15% | 10.3644 | 187.4561 | 98.15%
[5 empty] | 98.16 | 98.16% | 10.3698 | 187.4961 | 98.16%
[5 empty] | 98.17 | 98.17% | 10.3751 | 187.5362 | 98.17%
[5 empty] | 98.18 | 98.18% | 10.3805 | 187.5762 | 98.18%
[5 empty] | 98.19 | 98.19% | 10.3859 | 187.6162 | 98.19%
[5 empty] | 98.2 | 98.2% | 10.3913 | 187.6562 | 98.2%
[5 empty] | 98.21 | 98.21% | 10.3967 | 187.6963 | 98.21%
[5 empty] | 98.22 | 98.22% | 10.4021 | 187.7363 | 98.22%
[5 empty] | 98.23 | 98.23% | 10.4075 | 187.7763 | 98.23%
[5 empty] | 98.24 | 98.24% | 10.413 | 187.8163 | 98.24%
[5 empty] | 98.25 | 98.25% | 10.4184 | 187.8563 | 98.25%
[5 empty] | 98.26 | 98.26% | 10.4238 | 187.8963 | 98.26%
[5 empty] | 98.27 | 98.27% | 10.4292 | 187.9363 | 98.27%
[5 empty] | 98.28 | 98.28% | 10.4346 | 187.9763 | 98.28%
[5 empty] | 98.29 | 98.29% | 10.44 | 188.0163 | 98.29%
[5 empty] | 98.3 | 98.3% | 10.4455 | 188.0563 | 98.3%
[5 empty] | 98.31 | 98.31% | 10.4509 | 188.0963 | 98.31%
[5 empty] | 98.32 | 98.32% | 10.4563 | 188.1363 | 98.32%
[5 empty] | 98.33 | 98.33% | 10.4618 | 188.1763 | 98.33%
[5 empty] | 98.34 | 98.34% | 10.4672 | 188.2163 | 98.34%
[5 empty] | 98.35 | 98.35% | 10.4726 | 188.2562 | 98.35%
[5 empty] | 98.36 | 98.36% | 10.4781 | 188.2962 | 98.36%
[5 empty] | 98.37 | 98.37% | 10.4835 | 188.3362 | 98.37%
[5 empty] | 98.38 | 98.38% | 10.4889 | 188.3762 | 98.38%
[5 empty] | 98.39 | 98.39% | 10.4944 | 188.4161 | 98.39%
[5 empty] | 98.4 | 98.4% | 10.4998 | 188.4561 | 98.4%
[5 empty] | 98.41 | 98.41% | 10.5053 | 188.4961 | 98.41%
[5 empty] | 98.42 | 98.42% | 10.5107 | 188.536 | 98.42%
[5 empty] | 98.43 | 98.43% | 10.5162 | 188.576 | 98.43%
[5 empty] | 98.44 | 98.44% | 10.5217 | 188.616 | 98.44%
[5 empty] | 98.45 | 98.45% | 10.5271 | 188.6559 | 98.45%
[5 empty] | 98.46 | 98.46% | 10.5326 | 188.6959 | 98.46%
[5 empty] | 98.47 | 98.47% | 10.5381 | 188.7358 | 98.47%
[5 empty] | 98.48 | 98.48% | 10.5435 | 188.7758 | 98.48%
[5 empty] | 98.49 | 98.49% | 10.549 | 188.8157 | 98.49%
[5 empty] | 98.5 | 98.5% | 10.5545 | 188.8557 | 98.5%
[5 empty] | 98.51 | 98.51% | 10.5599 | 188.8956 | 98.51%
[5 empty] | 98.52 | 98.52% | 10.5654 | 188.9355 | 98.52%
[5 empty] | 98.53 | 98.53% | 10.5709 | 188.9755 | 98.53%
[5 empty] | 98.54 | 98.54% | 10.5764 | 189.0154 | 98.54%
[5 empty] | 98.55 | 98.55% | 10.5819 | 189.0553 | 98.55%
[5 empty] | 98.56 | 98.56% | 10.5874 | 189.0952 | 98.56%
[5 empty] | 98.57 | 98.57% | 10.5928 | 189.1352 | 98.57%
[5 empty] | 98.58 | 98.58% | 10.5983 | 189.1751 | 98.58%
[5 empty] | 98.59 | 98.59% | 10.6038 | 189.215 | 98.59%
[5 empty] | 98.6 | 98.6% | 10.6093 | 189.2549 | 98.6%
[5 empty] | 98.61 | 98.61% | 10.6148 | 189.2948 | 98.61%
[5 empty] | 98.62 | 98.62% | 10.6203 | 189.3347 | 98.62%
[5 empty] | 98.63 | 98.63% | 10.6258 | 189.3746 | 98.63%
[5 empty] | 98.64 | 98.64% | 10.6313 | 189.4145 | 98.64%
[5 empty] | 98.65 | 98.65% | 10.6368 | 189.4544 | 98.65%
[5 empty] | 98.66 | 98.66% | 10.6424 | 189.4943 | 98.66%
[5 empty] | 98.67 | 98.67% | 10.6479 | 189.5342 | 98.67%
[5 empty] | 98.68 | 98.68% | 10.6534 | 189.5741 | 98.68%
[5 empty] | 98.69 | 98.69% | 10.6589 | 189.614 | 98.69%
[5 empty] | 98.7 | 98.7% | 10.6644 | 189.6539 | 98.7%
[5 empty] | 98.71 | 98.71% | 10.67 | 189.6938 | 98.71%
[5 empty] | 98.72 | 98.72% | 10.6755 | 189.7337 | 98.72%
[5 empty] | 98.73 | 98.73% | 10.681 | 189.7735 | 98.73%
[5 empty] | 98.74 | 98.74% | 10.6865 | 189.8134 | 98.74%
[5 empty] | 98.75 | 98.75% | 10.6921 | 189.8533 | 98.75%
[5 empty] | 98.76 | 98.76% | 10.6976 | 189.8931 | 98.76%
[5 empty] | 98.77 | 98.77% | 10.7032 | 189.933 | 98.77%
[5 empty] | 98.78 | 98.78% | 10.7087 | 189.9729 | 98.78%
[5 empty] | 98.79 | 98.79% | 10.7142 | 190.0127 | 98.79%
[5 empty] | 98.8 | 98.8% | 10.7198 | 190.0526 | 98.8%
[5 empty] | 98.81 | 98.81% | 10.7253 | 190.0924 | 98.81%
[5 empty] | 98.82 | 98.82% | 10.7309 | 190.1323 | 98.82%
[5 empty] | 98.83 | 98.83% | 10.7364 | 190.1721 | 98.83%
[5 empty] | 98.84 | 98.84% | 10.742 | 190.212 | 98.84%
[5 empty] | 98.85 | 98.85% | 10.7476 | 190.2518 | 98.85%
[5 empty] | 98.86 | 98.86% | 10.7531 | 190.2916 | 98.86%
[5 empty] | 98.87 | 98.87% | 10.7587 | 190.3315 | 98.87%
[5 empty] | 98.88 | 98.88% | 10.7642 | 190.3713 | 98.88%
[5 empty] | 98.89 | 98.89% | 10.7698 | 190.4111 | 98.89%
[5 empty] | 98.9 | 98.9% | 10.7754 | 190.4509 | 98.9%
[5 empty] | 98.91 | 98.91% | 10.781 | 190.4908 | 98.91%
[5 empty] | 98.92 | 98.92% | 10.7865 | 190.5306 | 98.92%
[5 empty] | 98.93 | 98.93% | 10.7921 | 190.5704 | 98.93%
[5 empty] | 98.94 | 98.94% | 10.7977 | 190.6102 | 98.94%
[5 empty] | 98.95 | 98.95% | 10.8033 | 190.65 | 98.95%
[5 empty] | 98.96 | 98.96% | 10.8089 | 190.6898 | 98.96%
[5 empty] | 98.97 | 98.97% | 10.8144 | 190.7296 | 98.97%
[5 empty] | 98.98 | 98.98% | 10.82 | 190.7694 | 98.98%
[5 empty] | 98.99 | 98.99% | 10.8256 | 190.8092 | 98.99%
[5 empty] | 99 | 99% | 10.8312 | 190.849 | 99%
[5 empty] | 99.01 | 99.01% | 10.8368 | 190.8888 | 99.01%
[5 empty] | 99.02 | 99.02% | 10.8424 | 190.9285 | 99.02%
[5 empty] | 99.03 | 99.03% | 10.848 | 190.9683 | 99.03%
[5 empty] | 99.04 | 99.04% | 10.8536 | 191.0081 | 99.04%
[5 empty] | 99.05 | 99.05% | 10.8592 | 191.0479 | 99.05%
[5 empty] | 99.06 | 99.06% | 10.8648 | 191.0876 | 99.06%
[5 empty] | 99.07 | 99.07% | 10.8705 | 191.1274 | 99.07%
[5 empty] | 99.08 | 99.08% | 10.8761 | 191.1671 | 99.08%
[5 empty] | 99.09 | 99.09% | 10.8817 | 191.2069 | 99.09%
[5 empty] | 99.1 | 99.1% | 10.8873 | 191.2467 | 99.1%
[5 empty] | 99.11 | 99.11% | 10.8929 | 191.2864 | 99.11%
[5 empty] | 99.12 | 99.12% | 10.8986 | 191.3262 | 99.12%
[5 empty] | 99.13 | 99.13% | 10.9042 | 191.3659 | 99.13%
[5 empty] | 99.14 | 99.14% | 10.9098 | 191.4056 | 99.14%
[5 empty] | 99.15 | 99.15% | 10.9154 | 191.4454 | 99.15%
[5 empty] | 99.16 | 99.16% | 10.9211 | 191.4851 | 99.16%
[5 empty] | 99.17 | 99.17% | 10.9267 | 191.5248 | 99.17%
[5 empty] | 99.18 | 99.18% | 10.9323 | 191.5646 | 99.18%
[5 empty] | 99.19 | 99.19% | 10.938 | 191.6043 | 99.19%
[5 empty] | 99.2 | 99.2% | 10.9436 | 191.644 | 99.2%
[5 empty] | 99.21 | 99.21% | 10.9493 | 191.6837 | 99.21%
[5 empty] | 99.22 | 99.22% | 10.9549 | 191.7234 | 99.22%
[5 empty] | 99.23 | 99.23% | 10.9606 | 191.7631 | 99.23%
[5 empty] | 99.24 | 99.24% | 10.9662 | 191.8028 | 99.24%
[5 empty] | 99.25 | 99.25% | 10.9719 | 191.8425 | 99.25%
[5 empty] | 99.26 | 99.26% | 10.9776 | 191.8822 | 99.26%
[5 empty] | 99.27 | 99.27% | 10.9832 | 191.9219 | 99.27%
[5 empty] | 99.28 | 99.28% | 10.9889 | 191.9616 | 99.28%
[5 empty] | 99.29 | 99.29% | 10.9945 | 192.0013 | 99.29%
[5 empty] | 99.3 | 99.3% | 11.0002 | 192.041 | 99.3%
[5 empty] | 99.31 | 99.31% | 11.0059 | 192.0806 | 99.31%
[5 empty] | 99.32 | 99.32% | 11.0116 | 192.1203 | 99.32%
[5 empty] | 99.33 | 99.33% | 11.0172 | 192.16 | 99.33%
[5 empty] | 99.34 | 99.34% | 11.0229 | 192.1996 | 99.34%
[5 empty] | 99.35 | 99.35% | 11.0286 | 192.2393 | 99.35%
[5 empty] | 99.36 | 99.36% | 11.0343 | 192.279 | 99.36%
[5 empty] | 99.37 | 99.37% | 11.04 | 192.3186 | 99.37%
[5 empty] | 99.38 | 99.38% | 11.0456 | 192.3583 | 99.38%
[5 empty] | 99.39 | 99.39% | 11.0513 | 192.3979 | 99.39%
[5 empty] | 99.4 | 99.4% | 11.057 | 192.4375 | 99.4%
[5 empty] | 99.41 | 99.41% | 11.0627 | 192.4772 | 99.41%
[5 empty] | 99.42 | 99.42% | 11.0684 | 192.5168 | 99.42%
[5 empty] | 99.43 | 99.43% | 11.0741 | 192.5564 | 99.43%
[5 empty] | 99.44 | 99.44% | 11.0798 | 192.5961 | 99.44%
[5 empty] | 99.45 | 99.45% | 11.0855 | 192.6357 | 99.45%
[5 empty] | 99.46 | 99.46% | 11.0912 | 192.6753 | 99.46%
[5 empty] | 99.47 | 99.47% | 11.0969 | 192.7149 | 99.47%
[5 empty] | 99.48 | 99.48% | 11.1027 | 192.7545 | 99.48%
[5 empty] | 99.49 | 99.49% | 11.1084 | 192.7941 | 99.49%
[5 empty] | 99.5 | 99.5% | 11.1141 | 192.8337 | 99.5%
[5 empty] | 99.51 | 99.51% | 11.1198 | 192.8733 | 99.51%
[5 empty] | 99.52 | 99.52% | 11.1255 | 192.9129 | 99.52%
[5 empty] | 99.53 | 99.53% | 11.1313 | 192.9525 | 99.53%
[5 empty] | 99.54 | 99.54% | 11.137 | 192.9921 | 99.54%
[5 empty] | 99.55 | 99.55% | 11.1427 | 193.0317 | 99.55%
[5 empty] | 99.56 | 99.56% | 11.1485 | 193.0713 | 99.56%
[5 empty] | 99.57 | 99.57% | 11.1542 | 193.1108 | 99.57%
[5 empty] | 99.58 | 99.58% | 11.1599 | 193.1504 | 99.58%
[5 empty] | 99.59 | 99.59% | 11.1657 | 193.19 | 99.59%
[5 empty] | 99.6 | 99.6% | 11.1714 | 193.2295 | 99.6%
[5 empty] | 99.61 | 99.61% | 11.1771 | 193.2691 | 99.61%
[5 empty] | 99.62 | 99.62% | 11.1829 | 193.3086 | 99.62%
[5 empty] | 99.63 | 99.63% | 11.1886 | 193.3482 | 99.63%
[5 empty] | 99.64 | 99.64% | 11.1944 | 193.3877 | 99.64%
[5 empty] | 99.65 | 99.65% | 11.2002 | 193.4273 | 99.65%
[5 empty] | 99.66 | 99.66% | 11.2059 | 193.4668 | 99.66%
[5 empty] | 99.67 | 99.67% | 11.2117 | 193.5063 | 99.67%
[5 empty] | 99.68 | 99.68% | 11.2174 | 193.5458 | 99.68%
[5 empty] | 99.69 | 99.69% | 11.2232 | 193.5854 | 99.69%
[5 empty] | 99.7 | 99.7% | 11.229 | 193.6249 | 99.7%
[5 empty] | 99.71 | 99.71% | 11.2347 | 193.6644 | 99.71%
[5 empty] | 99.72 | 99.72% | 11.2405 | 193.7039 | 99.72%
[5 empty] | 99.73 | 99.73% | 11.2463 | 193.7434 | 99.73%
[5 empty] | 99.74 | 99.74% | 11.2521 | 193.7829 | 99.74%
[5 empty] | 99.75 | 99.75% | 11.2578 | 193.8224 | 99.75%
[5 empty] | 99.76 | 99.76% | 11.2636 | 193.8619 | 99.76%
[5 empty] | 99.77 | 99.77% | 11.2694 | 193.9014 | 99.77%
[5 empty] | 99.78 | 99.78% | 11.2752 | 193.9409 | 99.78%
[5 empty] | 99.79 | 99.79% | 11.281 | 193.9803 | 99.79%
[5 empty] | 99.8 | 99.8% | 11.2868 | 194.0198 | 99.8%
[5 empty] | 99.81 | 99.81% | 11.2926 | 194.0593 | 99.81%
[5 empty] | 99.82 | 99.82% | 11.2984 | 194.0987 | 99.82%
[5 empty] | 99.83 | 99.83% | 11.3041 | 194.1382 | 99.83%
[5 empty] | 99.84 | 99.84% | 11.3099 | 194.1777 | 99.84%
[5 empty] | 99.85 | 99.85% | 11.3158 | 194.2171 | 99.85%
[5 empty] | 99.86 | 99.86% | 11.3216 | 194.2565 | 99.86%
[5 empty] | 99.87 | 99.87% | 11.3274 | 194.296 | 99.87%
[5 empty] | 99.88 | 99.88% | 11.3332 | 194.3354 | 99.88%
[5 empty] | 99.89 | 99.89% | 11.339 | 194.3749 | 99.89%
[5 empty] | 99.9 | 99.9% | 11.3448 | 194.4143 | 99.9%
[5 empty] | 99.91 | 99.91% | 11.3506 | 194.4537 | 99.91%
[5 empty] | 99.92 | 99.92% | 11.3564 | 194.4931 | 99.92%
[5 empty] | 99.93 | 99.93% | 11.3623 | 194.5325 | 99.93%
[5 empty] | 99.94 | 99.94% | 11.3681 | 194.5719 | 99.94%
[5 empty] | 99.95 | 99.95% | 11.3739 | 194.6114 | 99.95%
[5 empty] | 99.96 | 99.96% | 11.3798 | 194.6508 | 99.96%
[5 empty] | 99.97 | 99.97% | 11.3856 | 194.6901 | 99.97%
[5 empty] | 99.98 | 99.98% | 11.3914 | 194.7295 | 99.98%
[5 empty] | 99.99 | 99.99% | 11.3973 | 194.7689 | 99.99%
[5 empty] | 100 | 100% | 11.4031 | 194.8083 | 100%

## Sheet1 (hidden)
| Real Loss | Apparent Loss | Unbilled Consumption
Breaks | 0
Leakage | 0
Theft |  | 0
Meter Inaccuracy |  | 0
Billing Errors |  | 0
Utility Uses |  |  | 0
Flushing |  |  | 0
| Real Loss | Apparent Loss | Unbilled Consumption
Breaks | 0
Leakage | 0
Theft |  | 0
Meter Inaccuracy |  | 0
Billing Errors |  | 0
Utility Uses |  |  | 0
Flushing |  |  | 0
Unavoidable Real Loss
0
0 | Utility is too small, Ignore Unavoidable Real Loss